## Option Code_inverter
Parameter | Value | Unnamed: 2 | Unnamed: 3 | Final_Result
Inverter Type | 6 : SCS UP - Ext Supply | Inverter Type 6 | SCS UP - Ext Supply | 30_6
Inverter Power | 7:3950 kVA | Inverter Power 7 | 3950 kVA | 3_7
Ambient Temperature | 1:-25°C to +55°C | Ambient Temperature 1 | -25°C to +55°C | 4_1
Altitude | 0:0 - 1000 m | Altitude 0 | 0 - 1000 m | 12_0
Environment | 1:Harsh | Environment 1 | Harsh | 6_1
MV Transformer | 1:KNAN | MV Transformer 1 | KNAN | 19_1
Transformer Protection | 1:Full Protection | Transformer Protection 1 | Full Protection | 7_1
Nominal Voltage | 1:10 kV | Nominal Voltage 1 | 10 kV | 9_1
Nominal Frequency | 0:50 Hz | Nominal Frequency 0 | 50 Hz | 10_0
Transformer Vector Group | 0:Dy11 | Transformer Vector Group 0 | Dy11 | 11_0
Transformer Tap Changer | 1:With | Transformer Tap Changer 1 | With | 12_1
Transformer Shield Winding | 1:With | Transformer Shield Winding 1 | With | 13_1
Transformer Load Profile | 5:12 hours | Transformer Load Profile 5 | 12 hours | 14_5
Transformer Losses | 2:Eco Design 2 | Transformer Losses 2 | Eco Design 2 | 15_2
Transformer Inrush Current | 0:Standard | Transformer Inrush Current 0 | Standard | 16_0
Oil Containment | 1:With | Oil Containment 1 | With | 18_1
MV Switchgear | 1:3F-SD-SD-CB-24 kV | MV Switchgear 1 | 3F-SD-SD-CB-24 kV | 19_1
Short Circuit Rating MV Switch | 3:25 kA 1 s | Short Circuit Rating MV Switch 3 | 25 kA 1 s | 22_3
Protection MV Switchgear | 1:Overcurrent | Protection MV Switchgear 1 | Overcurrent | 21_1
Accessories MV Switchgear | 2:Remote Control | Accessories MV Switchgear 2 | Remote Control | 22_2
LV-Transformer | 0:Without | LV-Transformer 0 | Without | 23_0
Safety Equipment | 7:Light, Heat D and Fast Stop | Safety Equipment 7 | Light, Heat D and Fast Stop | 24_7
Accessories MVPS | 0:Without | Accessories MVPS 0 | Without | 25_0
Earth Quake and Storm Package | 0:Without | Earth Quake and Storm Package 0 | Without | 26_0
Monitoring | 4:MVSG+Re Co+Sa Eq | Monitoring 4 | MVSG+Re Co+Sa Eq | 28_4
Cable Entry Kit | 1:With | Cable Entry Kit 1 | With | 29_1
Transport Packaging | 0:Road Transport | Transport Packaging 0 | Road Transport | 30_0
Country Package | 0:Without | Country Package 0 | Without | 31_0
Language | EN:English | Language EN | English | 7_EN
Factory Warranty | 1:5 years | Factory Warranty 1 | 5 years | 32_1
Customized Solution | 0:No | Customized Solution 0 | No | 34_0
Technical package | 0:Without | Technical package 0 | Without | 23_0
Customer Installation Area | 0:Without | Customer Installation Area 0 | Without | 42_0
DC Grounding | 0:isolated (ungrounded) | DC Grounding 0 | isolated (ungrounded) | 1_0
DC Connection | 1:single pole fused | DC Connection 1 | single pole fused | 2_1
DC Fuse Rating | 8:UP Sys DC-Fuse | DC Fuse Rating 8 | UP Sys DC-Fuse | 3_8
DC Input Configuration | H:1 fused busbar | DC Input Configuration H | 1 fused busbar | 4_H
DC Stringmonitoring | 0:none | DC Stringmonitoring 0 | none | 5_0
DC Insulation Monitor | 3:yes (with AUX contacts) | DC Insulation Monitor 3 | yes (with AUX contacts) | 6_3
Target Country | 5H:Standard 50 Hz | Target Country 5H | Standard 50 Hz | 8_5H
Enclosure | 5:Without Roof | Enclosure 5 | Without Roof | 10_5
Temperature Range | 0:-25 ... 60°C (25°C) | Temperature Range 0 | -25 ... 60°C (25°C) | 11_0
Aux supply ext loads | 0:none | Aux supply ext loads 0 | none | 13_1
AC Overvoltage Protection | 1:yes | AC Overvoltage Protection 1 | yes | 14_1
Q@Night | 1:yes | Q@Night 1 | yes | 15_1
Communication System A | 0:Ethernet RJ45 | Communication System A 0 | Ethernet RJ45 | 16_0
Communication System B | 0:none | Communication System B 0 | none | 17_0
Display | 2:no display | Display 2 | no display | 21_2
Remote IO | 0:without | Remote IO 0 | without | 33_0
AC-Preparation for PQ Meter | 1:yes | AC-Preparation for PQ Meter 1 | yes | 34_1
Aux supply inverter | 6:external (3+1-Ph) 230V | Aux supply inverter 6 | external (3+1-Ph) 230V | 36_6
DC pre-charging | 0:without DC pre-charging | DC pre-charging 0 | without DC pre-charging | 38_0
Customer mount plate at door | 0:yes | Customer mount plate at door 0 | yes | 40_0
DC coupled storage | 0:no | DC coupled storage 0 | no | 43_0
Remote Service | 0:no | Remote Service 0 | no | 44_0
Extended Aux buffer | 0:no | Extended Aux buffer 0 | no | 45_0

## Ref
Description of Main Number (Max. 30 signs) | Main Number Hauptnummer
DC Grounding | 1
DC Connection | 2
DC Fuse Rating | 3
DC Input Configuration | 4
DC Stringmonitoring | 5
DC Insulation Monitor | 6
Language | 7
Target Country | 8
Enviromental conditions | 9
Enclosure | 10
Temperature range | 11
Altitude | 12
Aux supply ext loads | 13
AC Overvoltage Protection | 14
Q@Night | 15
Communication System A | 16
Communication System B | 17
Auxiliary Supply PowerMetering | 18
MV Transformer Type | 19
AC Connections | 20
Display | 21
special version (intern) | 22
Technical package (internal) | 23
AC Maximum Power/AC voltage | 24
max. PV System Voltage | 25
Device combination | 26
Packaging internal | 27
Power Stack (internal) | 28
Varietal purity (internal) | 29
Inverter type | 30
DC-switch | 31
AC-switch | 32
Remote IO | 33
AC-Preparation for PQ Meter | 34
Noise reduction | 35
Aux supply inverter | 36
Interior fan | 37
DC pre-charging | 38
Precharging of Sin filter | 39
Customer mount plate at door | 40
K2 AC Max Power/AC voltage | 41
Sin filter | 42
DC coupled storage | 43
Remote Service | 44
Extended Aux buffer | 45
Electrolyzer Interface | 46
RISO assembly | 47
DC Discharging | 48
LV-Transformer | 22
Safety Equipment | 24
Accessories MVPS | 25

## MVPS spare
Flag (bar length)
Material Number | Device | Version | Description | Reference | Category | Option | Follow Up Material | Alternative Material | Changed By | External Return | Currency Sign | Currency | denserank | Page | AssetID | 1
04-109600.01 | MVPS-xxxx-S2-1x | A4 SOC00 | EMC filter 520VAC 4x66A |  | Electrical Components | 31_4 |  |  | Corrective Maintenance 1 | NO - Don't Return | € | EUR | 1 | 0 | 6d3b00dc-997d-4ba5-8e2f-32982b9cba98 | 171.29
|  |  |  | +EMCF | Electrical Components | 2_0 or 2_2 |  |  | Corrective Maintenance 1 | NO - Don't Return | € | EUR | 1 | 0 | 6d3b00dc-997d-4ba5-8e2f-32982b9cba98 | 171.29
04-109700.01 | MVPS-xxxx-S2-1x | A4 SOC00 | EMC filter 520VAC 4x36A | +EMCF | MV others | 2_0 or 2_2 |  |  | Corrective Maintenance 1 | NO - Don't Return | € | EUR | 1 | 0 | e001f09c-0901-456d-8514-b94122e08f8a | 213.18
100333-00.01 | MVPS-xxxx-S2-1x | A4 SOC00 | insulating rubber mat up to 26.5kV GY | France Package | MV others | 31_2 |  |  |  | NO - Don't Return | € | EUR | 1 | 0 | c78f1a1e-5a48-4859-bc2b-a9878652c345 | 1039.5
100335-00.01 | MVPS-xxxx-S2-1x | A4 SOC00 | insulating rubber mat up to 36kV GY | France Package | MV others | 31_2 |  |  |  | NO - Don't Return | € | EUR | 1 | 0 | 5008afd5-3a79-478a-835a-a81c0c3f5e2d | 1595
100641-00.01 | MVPS-xxxx-S2-1x | A4 SOC00 | Anti-Seize AS 030 Pen 30g | +MVSG | Screws / Nuts / Bolts / Washers |  |  |  | Corrective Maintenance 1 | NO - Don't Return | € | EUR | 1 | 0 | 6fa77367-5ca5-4cca-bc1d-b94f3446d345 | 29.42
100657-00.01 | MVPS-xxxx-S2-1x | A4 SOC00 | hexagon screw ISO4017-M12x110-A2-70 | -Busway | Screws / Nuts / Bolts / Washers |  |  |  |  | NO - Don't Return | € | EUR | 1 | 0 | 74ead7a4-8e84-49fc-a614-29bd517c3935 | 1.52
102778-00.01 | MVPS-xxxx-S2-1x | A4 SOC00 | room temperature controller 5...60°C | +External | Cooling System | 5_0 or 5_1 |  |  |  | NO - Don't Return | € | EUR | 1 | 0 | 90d70622-ce0b-4b19-9be3-2a4dac4b26df | 37.4
102779-00.01 | MVPS-xxxx-S2-1x | A4 SOC00 | battery lithium 3.6V | +IKI30E | Others |  |  |  | Corrective Maintenance 1 | NO - Don't Return | € | EUR | 1 | 0 | a40d6cd0-63b0-4e07-97cf-6a0e91c273c8 | 23.38
103095-00.02 | MVPS-xxxx-S2-1x | A4 SOC00 | fitting M20x1.5 O brass Ni |  | Connectors / Plugs / Terminals |  |  |  | Corrective Maintenance 2 | n/a - Don't Return | € | EUR | 1 | 0 | 886371c7-6e60-444d-bdf1-32fd4044ac6c | 9.9
103927-00.01 | MVPS-xxxx-S2-1x | A4 SOC00 | 4-line filter 520/300VAC 120A | +EMCF | Sine Filter | 2_0 or 2_2 |  |  | Corrective Maintenance 1 | NO - Don't Return | € | EUR | 1 | 0 | 7f99b1b8-8cfa-493e-83f2-acb11a4704ac | 286.48
104460-00.02 | MVPS-xxxx-S2-1x | A4 SOC00 | Electrical Socket 125VAC 15A | Japan Package | MV others | 31_4 |  |  | Corrective Maintenance 1 | NO - Don't Return | € | EUR | 1 | 0 | f21d46fc-61fa-49af-a009-2a10e2ea76f7 | 41.27
104672-00.01 | MVPS-xxxx-S2-1x | A4 SOC00 | Container lifting lug set 152/45mm |  | MV others |  |  |  | Corrective Maintenance 1 | NO - Don't Return | € | EUR | 1 | 0 | 6aa77f5e-6694-4b79-b1ed-d290077ec2c6 | 1378.81
105083-00.01 | MVPS-xxxx-S2-1x | A4 SOC00 | thermometer/transducer set -20...150° | +MVT | MV others | 17_0 or 17_1 |  |  | Corrective Maintenance 2 | NO - Don't Return | € | EUR | 1 | 0 | 38655561-0d68-4917-829f-33bc713c4e96 | 654.5
109004-00.01 | MVPS-xxxx-S2-1x | A4 SOC00 | temperature sensor | +Temp | MV others | 22_3 |  |  |  | NO - Don't Return | € | EUR | 1 | 0 | d135f89f-7c57-4da9-8473-bf0bd3d40c83 | 26.18
109005-00.01 | MVPS-xxxx-S2-1x | A4 SOC00 | battery Pb 12V | +Genesis X13 | MV Switchgear / Accessories | 22_3 |  |  |  | NO - Don't Return | € | EUR | 1 | 0 | d48642b1-faa5-4d2d-bd4b-c04d730ecf32 | 388.4
109006-00.01 | MVPS-xxxx-S2-1x | A4 SOC00 | DC-UPS in: 24VDC/28A out: 24VDC/25A |  | MV others |  |  |  |  | NO - Don't Return | € | EUR | 1 | 0 | aea77a4e-2a21-4629-a680-deb0d2b791bf | 478.21
|  |  |  | +C-TEC 2425 P | MV others | 22_3 |  |  |  | NO - Don't Return | € | EUR | 1 | 0 | aea77a4e-2a21-4629-a680-deb0d2b791bf | 478.21
109007-00.01 | MVPS-xxxx-S2-1x | A4 SOC00 | push button red 1xNO | -S11 | MV others | 22_3 |  |  |  | NO - Don't Return | € | EUR | 1 | 0 | bbf78fab-0068-4bfa-81ff-dc0d4d592a91 | 6.06
109008-00.01 | MVPS-xxxx-S2-1x | A4 SOC00 | push button green 1 NO | -S10 | MV others | 22_3 |  |  |  | NO - Don't Return | € | EUR | 1 | 0 | b2ba7bfe-c4ec-4ac1-b8a2-8594c5e238df | 6.06
109017-00.01 | MVPS-xxxx-S2-1x | A4 SOC00 | Smoke Detector ø102x40,5mm WH | -B1 | Others | 24_2 or 24_3 or 24_6 or 24_7 |  |  | Corrective Maintenance 1 | NO - Don't Return | € | EUR | 1 | 0 | fd451721-825c-46db-b169-0bbe6c1137eb | 109.24
109028-00.01 | MVPS-xxxx-S2-1x | A4 SOC00 | protection relay 4xCO DMCR | +MVT | Transformer | 8_1 |  |  | Corrective Maintenance 2 | NO - Don't Return | € | EUR | 1 | 0 | 41766c14-4988-4eec-b9eb-5481ca717d8e | 1100
109063-00.01 | MVPS-xxxx-S2-1x | A4 SOC00 | overcurrent protection relay | +IKI35 | MV Switchgear / Accessories |  |  |  | Corrective Maintenance 2 | NO - Don't Return | € | EUR | 1 | 0 | 0ddc8f18-371b-4439-a44a-cadc4ef9cecb | 2040.7
109064-00.02 | MVPS-xxxx-S2-1x | A4 SOC00 | current transformer IKI-30 | +IKI30E | MV others |  |  |  | Corrective Maintenance 2 | NO - Don't Return | € | EUR | 1 | 0 | f71f3a98-3e91-4528-ac19-a8f630f6dfd2 | 261.78
109070-00.01 | MVPS-xxxx-S2-1x | A4 SOC00 | modification transformer 10A | +IKI35 | MV Switchgear / Accessories |  |  |  | Corrective Maintenance 2 | NO - Don't Return | € | EUR | 1 | 0 | b20b097f-ea93-42ad-b8a3-d4e6cfe29815 | 133.1
109073-00.01 | MVPS-xxxx-S2-1x | A4 SOC00 | MVSG Voltage detection (CAPDIS S1) | +MVSG | MV Switchgear / Accessories |  |  |  | Corrective Maintenance 2 | NO - Don't Return | € | EUR | 1 | 0 | d2bdea88-556f-4191-b93a-64baa9c3bd6d | 220.27
109074-00.01 | MVPS-xxxx-S2-1x | A4 SOC00 | MVSG Voltage detection CAPDIS S2 + Aux | +MVSG | MV Switchgear / Accessories |  |  |  | Corrective Maintenance 2 | NO - Don't Return | € | EUR | 1 | 0 | 7bff1aff-4ace-433b-bb37-b28d71b1f627 | 561
109075-00.01 | MVPS-xxxx-S2-1x | A4 SOC00 | touch safe heater 240V 50W 4-pol. | -E3 | Cabinet Heating | 22_3 |  |  |  | NO - Don't Return | € | EUR | 1 | 0 | a3c593d8-b65b-45d0-8354-d4d16e738a7c | 47.22
|  |  |  | -U1 ; -U2 | Cabinet Heating | 4_3 |  |  |  | NO - Don't Return | € | EUR | 1 | 0 | a3c593d8-b65b-45d0-8354-d4d16e738a7c | 47.22
109093-00.01 | MVPS-xxxx-S2-1x | A4 SOC00 | socket smoke detector ø127x29mm WH | -B1 | Others | 24_2 or 24_3 or 24_6 or 24_7 |  |  | Corrective Maintenance 1 | NO - Don't Return | € | EUR | 1 | 0 | 8d66013f-5518-4b6c-8fa4-bfe45ab3c931 | 84.96
110105-00.01 | MVPS-xxxx-S2-1x | A4 SOC00 | ethernet remote I/O 8DI and 8DIO 2-port | +Moxa 2 | Communication | 28_2 |  |  | Corrective Maintenance 2 | NO - Don't Return | € | EUR | 1 | 0 | 3cf35b1e-1f9c-48aa-824e-43707dfa784a | 457.35
[6 empty] | 28_4 |  |  | Corrective Maintenance 2 | NO - Don't Return | € | EUR | 1 | 0 | 3cf35b1e-1f9c-48aa-824e-43707dfa784a | 457.35
110217-00.02 | MVPS-xxxx-S2-1x | A4 SOC00 | Sign "Safety Regulations" IT |  | MV others | 32_IT |  |  |  | NO - Don't Return | € | EUR | 1 | 0 | 91d97cda-ca59-4446-b116-38e8e44b8ce3 | 24.28
110349-00.01 | MVPS-xxxx-S2-1x | A4 SOC00 | current transformer 64...224A | +WIC | MV Switchgear / Accessories |  |  |  |  | NO - Don't Return | € | EUR | 1 | 0 |  | 546.57
110351-00.01 | MVPS-xxxx-S2-1x | A4 SOC00 | WIC1-2 PE relay | +WIC | MV Switchgear / Accessories |  |  |  |  | NO - Don't Return | € | EUR | 1 | 0 | bfbd5a27-1cae-46b7-96fe-e3632a971c8d | 3313.5
110421-00.01 | MVPS-xxxx-S2-1x | A4 SOC00 | current transformer 35/1A 690V |  | MV others |  |  |  | Corrective Maintenance 2 | NO - Don't Return | € | EUR | 1 | 0 | 5427c0c8-2f6f-4cee-90e0-68f04a8b5151 | 103.18
111170-00.01 | MVPS-xxxx-S2-1x | A4 SOC00 | MV-plug 24-36kV M480TB/G-18 |  | MV others |  |  |  |  | NO - Don't Return | € | EUR | 1 | 0 | 864504f4-6d59-4b25-83fe-15bcffe7c112 | 286.11
111170-00.02 | MVPS-xxxx-S2-1x | A4 SOC00 | MV-plug set 36kV |  | MV others |  |  |  |  | NO - Don't Return | € | EUR | 2 | 0 | 864504f4-6d59-4b25-83fe-15bcffe7c112 | 1019.55
111171-00.01 | MVPS-xxxx-S2-1x | A4 SOC00 | MV-plug set 42kV |  | MV others |  |  |  |  | NO - Don't Return | € | EUR | 1 | 0 | 26e00cee-0403-4d9e-b43b-e5f272512aec | 1265
111394-00.02 | MVPS-xxxx-S2-1x | A4 SOC00 | pressure relief device 1½" 35kPa | +MVT SBG | Others | 8_1 and 36_0 |  |  | Corrective Maintenance 2 | NO - Don't Return | € | EUR | 1 | 0 | 027730e8-1100-49df-9719-9715bd4d1d65 | 223.89
111859-00.02 | MVPS-xxxx-S2-1x | A4 SOC00 | modification transformer set 10A | +IKI30E | MV others |  |  |  | Corrective Maintenance 2 | NO - Don't Return | € | EUR | 1 | 0 | 4291424a-0937-476b-a098-b3bf75c910ac | 325.14
112085-00.01 | MVPS-xxxx-S2-1x | A4 SOC00 | cable set for IKI30 & IKI35 |  | Cable / Wires / Busbars |  |  |  |  | NO - Don't Return | € | EUR | 1 | 0 | a102e17f-83b2-4c10-8bc9-78d8d4a7ebba | 34.43
112200-00.02 | MVPS-xxxx-S2-1x | A4 SOC00 | transformer monitor acc. EN 60255 | +IKI30E | MV others |  |  |  | Corrective Maintenance 2 | NO - Don't Return | € | EUR | 1 | 0 | 0c8b1fbb-70c2-4757-afe2-f3aeab56540a | 1719.15
113060-00.01 | MVPS-xxxx-S2-1x | A4 SOC00 | current transformer 32...112A 0.72kV | +WIC | MV Switchgear / Accessories |  |  |  |  | NO - Don't Return | € | EUR | 1 | 0 | 1666faac-4d7d-4d01-800d-6f8cda1179c6 | 1314.89
113068-00.01 | MVPS-xxxx-S2-1x | A4 SOC00 | cable clamp ø7.0 24-38mm PA6-GF30 bk |  | Cable / Wires / Busbars |  |  |  |  | NO - Don't Return | € | EUR | 1 | 0 | a65aa5a6-b7c8-4cff-8b54-56f19a8cbb7f | 6.55
113877-00.01 | MVPS-xxxx-S2-1x | A4 SOC00 | UPS IN: 115...230VAC OUT: 24VDC 3A | +Akkutec 2403 Vds | MV others | 22_3 |  |  |  | NO - Don't Return | € | EUR | 1 | 0 | 5662d096-0667-4783-be4a-4326efefa190 | 491.98
113902-00.01 | MVPS-xxxx-S2-1x | A4 SOC00 | contact block 230VAC 6A 1NO | -S1 | MV others | 22_3 |  |  | Corrective Maintenance 1 | NO - Don't Return | € | EUR | 1 | 0 | faede8cc-e55c-4839-ab03-520e45e32247 | 9.9
|  |  |  | -S3 | MV others | 22_3 |  |  | Corrective Maintenance 1 | NO - Don't Return | € | EUR | 1 | 0 | faede8cc-e55c-4839-ab03-520e45e32247 | 9.9
[6 empty] | 24_1 or 24_3 or 24_5 or 24_7 |  |  | Corrective Maintenance 1 | NO - Don't Return | € | EUR | 1 | 0 | faede8cc-e55c-4839-ab03-520e45e32247 | 9.9
|  |  |  | -S10 | MV others | 22_3 |  |  | Corrective Maintenance 1 | NO - Don't Return | € | EUR | 1 | 0 | faede8cc-e55c-4839-ab03-520e45e32247 | 9.9
|  |  |  | -S11 | MV others | 22_3 |  |  | Corrective Maintenance 1 | NO - Don't Return | € | EUR | 1 | 0 | faede8cc-e55c-4839-ab03-520e45e32247 | 9.9
113916-00.01 | MVPS-xxxx-S2-1x | A4 SOC00 | fuse 20A 10.3x38mm gPV | -F71 | MV others | 22_3 |  |  |  | NO - Don't Return | € | EUR | 1 | 0 | 8ed8fab6-65e5-4458-a0bd-7ba6727e211e | 18.7
113918-00.01 | MVPS-xxxx-S2-1x | A4 SOC00 | voltage detector 3-36kV | France Package | MV others | 31_2 |  |  |  | NO - Don't Return | € | EUR | 1 | 0 | ba74f6da-e2f7-4ef7-85b0-303989394d92 | 679.68
113919-00.01 | MVPS-xxxx-S2-1x | A4 SOC00 | rescue plier device 63kV length 2m | France Package | MV others | 31_2 |  |  |  | NO - Don't Return | € | EUR | 1 | 0 | 719fa63a-3b3b-4f33-ad42-2771217b2796 | 291.29
113920-00.01 | MVPS-xxxx-S2-1x | A4 SOC00 | insulating plier device lenght 1.5m | France Package | MV others | 31_2 |  |  |  | NO - Don't Return | € | EUR | 2 | 0 | 91d97cda-ca59-4446-b116-38e8e44b8ce3 | 169.92
113921-00.01 | MVPS-xxxx-S2-1x | A4 SOC00 | LED inspection lamp 3.7V 2200mAh IP20 | France Package | MV others | 31_2 |  |  |  | NO - Don't Return | € | EUR | 1 | 0 | 0cf32507-b9b0-425d-ab99-797845fc92b9 | 194.19
113922-00.01 | MVPS-xxxx-S2-1x | A4 SOC00 | thermostat 240VAC with ext. sensor | -E4 | MV others | 22_3 |  |  |  | NO - Don't Return | € | EUR | 1 | 0 | b8554dae-89e7-40ab-9c91-30ba0e10d220 | 257.71
|  |  |  | +External | MV others | 5_2 or 5_3 |  |  |  | NO - Don't Return | € | EUR | 1 | 0 | b8554dae-89e7-40ab-9c91-30ba0e10d220 | 257.71
113924-00.01 | MVPS-xxxx-S2-1x | A4 SOC00 | ceiling lamp with emergency light | France Package | MV others | 31_2 |  |  |  | NO - Don't Return | € | EUR | 1 | 0 | 8782ac28-03dc-4150-a4fb-c8b7dcf896f8 | 218.48
113925-00.02 | MVPS-xxxx-S2-1x | A4 SOC00 | LED lightning device | -E1 ; -E2 | Others | 2_0 and 24_4 or 24_5 or 24_6 or 24_7 |  |  |  | NO - Don't Return | € | EUR | 1 | 0 | 29b63fbf-97f8-490c-af2a-4fa0eea435e2 | 113
113926-00.01 | MVPS-xxxx-S2-1x | A4 SOC00 | selector switch 3 pos short handle bk | -S3 | MV others | 22_3 |  |  |  | NO - Don't Return | € | EUR | 1 | 0 | 430c2d68-4924-4de0-99bc-870a08e3cd63 | 33.99
113927-00.01 | MVPS-xxxx-S2-1x | A4 SOC00 | selector switch 3 pos long handle bk | -S1 | MV others | 22_3 |  |  |  | NO - Don't Return | € | EUR | 1 | 0 | 460bc395-ee83-4f3c-8546-a57a25156df1 | 10.92
113928-00.01 | MVPS-xxxx-S2-1x | A4 SOC00 | relay monostable 4xCO 250VAC 12A plug-in | -K1 | MV others | 8_1 and 1_F or 1_G |  |  | Corrective Maintenance 1 | NO - Don't Return | € | EUR | 1 | 0 | eabb1cd4-8091-4f85-91b0-f3d42ec73413 | 39.27
|  |  |  | France Package | MV others | 31_2 |  |  | Corrective Maintenance 1 | NO - Don't Return | € | EUR | 1 | 0 | eabb1cd4-8091-4f85-91b0-f3d42ec73413 | 39.27
113930-00.01 | MVPS-xxxx-S2-1x | A4 SOC00 | relay socket 12A 250VAC rail mount | -K17 | Relays | 8_1 and 1_F or 1_G |  |  | Corrective Maintenance 1 | NO - Don't Return | € | EUR | 1 | 0 | f03b4159-f8f8-4d0a-a5a7-e3d1097f8322 | 16.83
|  |  |  | France Package | Relays | 31_2 |  |  | Corrective Maintenance 1 | NO - Don't Return | € | EUR | 1 | 0 | f03b4159-f8f8-4d0a-a5a7-e3d1097f8322 | 16.83
113934-00.01 | MVPS-xxxx-S2-1x | A4 SOC00 | power supply single phase 24VDC 5A 13W |  | MV others |  |  |  | Corrective Maintenance 1 | NO - Don't Return | € | EUR | 1 | 0 | bf1603ea-54fd-41ea-b35f-85b1d6ec2e7c | 160.22
113934-00.02 | MVPS-xxxx-S2-1x | A4 SOC00 | power supply single phase 24VDC 20A 42W | -G | MV others | 28_2 |  |  |  | NO - Don't Return | € | EUR | 1 | 0 | 47a9e3bd-2f49-46ae-9045-5d3016fd2e2e | 388.4
[6 empty] | 28_4 |  |  |  | NO - Don't Return | € | EUR | 1 | 0 | 47a9e3bd-2f49-46ae-9045-5d3016fd2e2e | 388.4
113942-00.01 | MVPS-xxxx-S2-1x | A4 SOC00 | lens indicator light ø30mm white | -H1 | MV others | 22_3 |  |  |  | NO - Don't Return | € | EUR | 1 | 0 | a7ac3b3f-b7b1-41f3-8b37-203cf2936fd0 | 10.92
113943-00.01 | MVPS-xxxx-S2-1x | A4 SOC00 | LED contact block WH 24VAC/DC | -H1 | MV others | 22_3 |  |  |  | NO - Don't Return | € | EUR | 1 | 0 | c28c137f-4620-43f1-960c-b8e23432f23a | 8.73
113947-00.01 | MVPS-xxxx-S2-1x | A4 SOC00 | contactor 400VAC/220VDC 9A 2xNO 2xNC | -K15 | MV others | 22_3 |  |  |  | NO - Don't Return | € | EUR | 1 | 0 | 7f0b54d4-8561-4e9c-950a-3e594df8f9d5 | 39.33
113954-00.01 | MVPS-xxxx-S2-1x | A4 SOC00 | contactor 400VAC/220VDC 9A 3xNO 1xNC | -K16 | MV others | 22_3 |  |  |  | NO - Don't Return | € | EUR | 1 | 0 | 1d72a031-b63a-4b49-9a9d-4979522a5dd2 | 38.25
113958-00.01 | MVPS-xxxx-S2-1x | A4 SOC00 | time relay 1xCO 250VACDC 4A DIN | -K1; -K2 | MV others | 22_3 |  |  |  | NO - Don't Return | € | EUR | 1 | 0 | f4d88bda-9f5c-43fa-b8d8-0480c773c575 | 53.27
114140-00.01 | MVPS-xxxx-S2-1x | A4 SOC00 | battery holder with battery lithium 3.6V | +EKOR | Electrical Components |  |  |  |  | NO - Don't Return | € | EUR | 1 | 0 | e8c5fb1e-fee7-4730-85d5-1e295c0234bd | 230.62
114724-00.01 | MVPS-xxxx-S2-1x | A4 SOC00 | pipe coupling 2 zoll x 1.5 zoll | -Oil | MV others |  |  |  | Corrective Maintenance 1 | NO - Don't Return | € | EUR | 1 | 0 | aab07bc9-5127-45ee-952d-2ae928e621a7 | 20.08
114756-00.01 | MVPS-xxxx-S2-1x | A4 SOC00 | pressure gauge 0.5...1.5bar 2xNO ø63mm | +MVSG | MV others | 37_1 |  |  |  | NO - Don't Return | € | EUR | 1 | 0 | 0015a89c-33fb-4042-87e1-f9a223897d35 | 950
114814-00.01 | MVPS-xxxx-S2-1x | A4 SOC00 | DC-UPS in: 24VDC/20A out: 24VDC/20A | -T1 | Electrical Components |  |  |  |  | n/a - Don't Return | € | EUR | 2 | 0 |  | 345
114848-00.01 | MVPS-xxxx-S2-1x | A4 SOC00 | sealing tape PTFE 12mm | -MVT | MV others |  |  |  | Corrective Maintenance 1 | NO - Don't Return | € | EUR | 1 | 0 | cd49d192-a4f6-4561-98d5-2498cede2a06 | 0.24
114854-00.01 | MVPS-xxxx-S2-1x | A4 SOC00 | ball valve I/O 1/8 Zoll | -MVT | MV Transformer / Accessories |  |  |  | Corrective Maintenance 2 | NO - Don't Return | € | EUR | 1 | 0 | 664be383-5571-49c1-bdaa-53f568035cb8 | 7
114893-00.01 | MVPS-xxxx-S2-1x | A4 SOC00 | cable clamp ø36...52mm BK |  | Connectors / Plugs / Terminals |  |  |  | Corrective Maintenance 2 | NO - Don't Return | € | EUR | 1 | 0 | 67092c3e-ec0d-4c1f-9cd3-a19393235503 | 42.08
114932-00.01 | MVPS-xxxx-S2-1x | A4 SOC00 | current transformer 16...56A 720V | +WIC | MV Switchgear / Accessories |  |  |  |  | NO - Don't Return | € | EUR | 1 | 0 | 03787289-3769-453c-996f-731b07be7e0f | 740.38
114933-00.01 | MVPS-xxxx-S2-1x | A4 SOC00 | current transformer 128...448A 720V | +WIC | MV Switchgear / Accessories |  |  |  |  | NO - Don't Return | € | EUR | 1 | 0 | 3a67cb52-463c-41b4-8bea-e75902342103 | 869.85
114963-00.01 | MVPS-xxxx-S2-1x | A4 SOC00 | sign safety regulation electrical accide | France Package | MV others | 1_8 |  |  |  | NO - Don't Return | € | EUR | 3 | 0 | 91d97cda-ca59-4446-b116-38e8e44b8ce3 | 105.6
114977-00.01 | MVPS-xxxx-S2-1x | A4 SOC00 | adapter clip for MV-C-cone | +IKI30E | MV Switchgear / Accessories |  |  |  | Corrective Maintenance 2 | NO - Don't Return | € | EUR | 1 | 0 | 0b54d44e-a0d3-4448-ba4f-5b76f78fb35c | 19.9
114995-00.01 | MVPS-xxxx-S2-1x | A4 SOC00 | push button 1xNC 1xNO 250VAC 16A GY | -S2 | MV others | 22_3 |  |  |  | NO - Don't Return | € | EUR | 1 | 0 | 3cee1334-2ebd-47f9-8e9a-7ed6fc4b871b | 19.43
115016-00.01 | MVPS-xxxx-S2-1x | A4 SOC00 | remote control for emergency light block | France Package | MV others | 31_2 |  |  |  | NO - Don't Return | € | EUR | 1 | 0 | 7730857c-f9cc-4089-b753-fc96dfd32383 | 97.11
115624-00.01 | MVPS-xxxx-S2-1x | A4 SOC00 | access lock with 1 key | France Package | MV others | 31_2 |  |  |  | NO - Don't Return | € | EUR | 1 | 0 | 872286c8-d4bb-4a40-90ec-00c461174f55 | 388.4
|  |  |  | Italy Package | MV others | 31_3 |  |  |  | NO - Don't Return | € | EUR | 1 | 0 | 872286c8-d4bb-4a40-90ec-00c461174f55 | 388.4
115682-00.01 | MVPS-xxxx-S2-1x | A4 SOC00 | bolt lock 1 bolt 2 keys,left side | France Package | MV others | 31_2 |  |  |  | NO - Don't Return | € | EUR | 1 | 0 | 8549ebe4-2f70-4566-9108-a40de76d70da | 703.97
115683-00.01 | MVPS-xxxx-S2-1x | A4 SOC00 | key exchange unit | Italy Package | MV others | 31_3 |  |  |  | NO - Don't Return | € | EUR | 1 | 0 | 2d973b16-840e-40a2-8ffe-2d5d8d43ea0a | 582.59
115696-00.01 | MVPS-xxxx-S2-1x | A4 SOC00 | transformer MV connector locking device | France Package | MV others | 31_2 |  |  |  | NO - Don't Return | € | EUR | 1 | 0 | c16136fc-f12e-4c9f-96c3-3007846eb348 | 315.57
115761-00.01 | MVPS-xxxx-S2-1x | A4 SOC00 | adapter for transformer locking device | France Package | MV others | 31_2 |  |  |  | NO - Don't Return | € | EUR | 1 | 0 | fe9c996f-b703-4fab-bd40-efe96bb28076 | 60.69
116151-00.01 | MVPS-xxxx-S2-1x | A4 SOC00 | round cable 3x0.50mm² GY | -PT100 | MV others |  |  |  | Corrective Maintenance 2 | NO - Don't Return | € | EUR | 1 | 0 | 0afb8f5d-928c-4005-ae75-25c2591f9b75 | 1.33
116279-00.01 | MVPS-xxxx-S2-1x | A4 SOC00 | MV-plug set 24kV |  | MV others |  |  |  |  | NO - Don't Return | € | EUR | 1 | 0 | af718977-8bc2-40ba-ac51-3eec0e66b333 | 673.2
116391-00.01 | MVPS-xxxx-S2-1x | A4 SOC00 | EMC filter 520/300VAC 4x90A | +EMCF | MV others | 2_0 or 2_2 |  |  | Corrective Maintenance 1 | NO - Don't Return | € | EUR | 1 | 0 | 5710f550-c085-4a7c-a5da-e1958aeea658 | 237.49
116594-00.02 | MVPS-xxxx-S2-1x | A4 SOC00 | blind plate for MV cables entrance |  | MV Switchgear / Accessories | 19_1 and 29_0 and 37_0 and (2_0 or 2_1) |  |  |  | NO - Don't Return | € | EUR | 3 | 0 |  | 12.13
[6 empty] | 29_0 and 37_0 |  |  |  | NO - Don't Return | € | EUR | 3 | 0 |  | 12.13
|  |  |  | +MVSG | MV Switchgear / Accessories | 29_0 and 37_1 |  |  |  | NO - Don't Return | € | EUR | 3 | 0 |  | 12.13
116595-00.02 | MVPS-xxxx-S2-1x | A4 SOC00 | MV cables entrance kit for MVSG sockets |  | MV Switchgear / Accessories | 19_1 and 29_1 and 37_0 and (2_0 or 2_1) |  |  |  | NO - Don't Return | € | EUR | 4 | 0 |  | 48.54
[6 empty] | 19_2 and 37_0 and 29_1 |  |  |  | NO - Don't Return | € | EUR | 4 | 0 |  | 48.54
[6 empty] | 19_2 and 37_1 and (2_0 or 2_1) and 29_1 |  |  |  | NO - Don't Return | € | EUR | 4 | 0 |  | 48.54
[6 empty] | 29_1 |  |  |  | NO - Don't Return | € | EUR | 4 | 0 |  | 48.54
116602-00.01 | MVPS-xxxx-S2-1x | A4 SOC00 | conical grommet for MV cable |  | Cable / Wires / Busbars |  |  |  | Corrective Maintenance 2 | NO - Don't Return | € | EUR | 1 | 0 | b3718ed4-7907-48fc-83c0-bd60c9483522 | 12.13
[6 empty] | 19_4 and 37_1 and (2_0 or 2_1) and 29_1 |  |  | Corrective Maintenance 2 | NO - Don't Return | € | EUR | 1 | 0 | b3718ed4-7907-48fc-83c0-bd60c9483522 | 12.13
[6 empty] | 21_4 |  |  | Corrective Maintenance 2 | NO - Don't Return | € | EUR | 1 | 0 | b3718ed4-7907-48fc-83c0-bd60c9483522 | 12.13
116668-00.01 | MVPS-xxxx-S2-1x | A4 SOC00 | block contactor 400VAC/220VDC 25A 1NO3NC | -Q5 | MV others | 28_1 or 28_2 or 28_3 or 28_4 |  |  | Corrective Maintenance 1 | NO - Don't Return | € | EUR | 4 | 0 | 91d97cda-ca59-4446-b116-38e8e44b8ce3 | 57.33
116675-00.01 | MVPS-xxxx-S2-1x | A4 SOC00 | 150V 35kA surge arrester |  | MV others | 31_4 |  |  |  | NO - Don't Return | € | EUR | 1 | 0 | 72fd4288-f453-4e1e-ab58-ebf36b0998e1 | 184.01
116686-00.01 | MVPS-xxxx-S2-1x | A4 SOC00 | 150V 40kA surge arrester |  | Overvoltage Protection | 31_4 |  |  |  | NO - Don't Return | € | EUR | 1 | 0 | f3d55d9d-2c9e-4ef8-bff6-6fede0b72d6b | 32
116788-00.01 | MVPS-xxxx-S2-1x | A4 SOC00 | switch off head ø40mm for emergency stop | -S3 | MV others | 24_1 or 24_3 or 24_5 or 24_7 |  |  | Corrective Maintenance 1 | NO - Don't Return | € | EUR | 1 | 0 | 798575d5-e4de-4640-91c4-58f34984e25f | 23.88
116790-00.01 | MVPS-xxxx-S2-1x | A4 SOC00 | fuse 80A ø22x58mm gRL | -F100 | MV others | 23_2 and (5_0 or 5_1 or 5_2) and (3_0 or 3_1 or 3_2) |  |  | Corrective Maintenance 1 | NO - Don't Return | € | EUR | 1 | 0 | ef7ad767-4f02-4d3a-8dde-423fe07ad7e9 | 18.65
[6 empty] | 23_3 and 5_2 and (3_0 or 3_4 or 3_8) |  |  | Corrective Maintenance 1 | NO - Don't Return | € | EUR | 1 | 0 | ef7ad767-4f02-4d3a-8dde-423fe07ad7e9 | 18.65
[6 empty] | 23_3 or 23_4 or 23_9 or 23_A and (5_0 or 5_1) and (3_0 or 3_1 or 3_2 or 3_3 or 3_4 or 3_5 or 3_6 or 3_7 or 3_8 or 3_9 or 3_B or 3_C) |  |  | Corrective Maintenance 1 | NO - Don't Return | € | EUR | 1 | 0 | ef7ad767-4f02-4d3a-8dde-423fe07ad7e9 | 18.65
116799-00.01 | MVPS-xxxx-S2-1x | A4 SOC00 | double contact block 230VAC 6A 1NO 1NC | -S3 | MV others | 24_1 or 24_3 or 24_5 or 24_7 |  |  | Corrective Maintenance 1 | NO - Don't Return | € | EUR | 1 | 0 | 939bcabf-2b13-476a-82ff-51bc7af56b69 | 9.9
116868-00.01 | MVPS-xxxx-S2-1x | A4 SOC00 | residual-current device 2-pol 25A | -F32D | MV others |  |  |  | Corrective Maintenance 1 | NO - Don't Return | € | EUR | 1 | 0 | 48c9aab9-75ad-4498-8c6a-a940cef2bbe1 | 70.07
|  |  |  | France Package | MV others | 31_2 |  |  | Corrective Maintenance 1 | NO - Don't Return | € | EUR | 1 | 0 | 48c9aab9-75ad-4498-8c6a-a940cef2bbe1 | 70.07
116882-00.01 | MVPS-xxxx-S2-1x | A4 SOC00 | fan axial 230VAC 110W ø397x117mm | +External M | MV others | 2_0 or 2_1 |  |  | Corrective Maintenance 1 | NO - Don't Return | € | EUR | 1 | 0 | fdd752c3-8419-49cf-9174-809858e3f237 | 303.42
116985-00.01 | MVPS-xxxx-S2-1x | A4 SOC00 | contact block 230VAC 10A 1NC | -S3 | MV others | 24_1 or 24_3 or 24_5 or 24_7 |  |  | Corrective Maintenance 1 | NO - Don't Return | € | EUR | 1 | 0 | f89e003b-e822-4449-becd-5efaae04e61c | 4.08
117301-00.02 | MVPS-xxxx-S2-1x | A4 SOC00 | round cable 5Gx1.5mm² BK |  | MV others | 4_2 |  |  | Corrective Maintenance 2 | NO - Don't Return | € | EUR | 1 | 0 | 711dd3f3-8f61-412a-95f2-670c389ed1a4 | 2.34
117302-00.01 | MVPS-xxxx-S2-1x | A4 SOC00 | round cable 3Gx1.5mm² BK |  | MV others | 4_2 |  | 206593-00.01 | Corrective Maintenance 2 | NO - Don't Return | € | EUR | 1 | 0 | 8c59e47f-1198-4b28-97e1-e60405df42ef | 5.23
[6 empty] | 4_3 |  | 206593-00.01 | Corrective Maintenance 2 | NO - Don't Return | € | EUR | 1 | 0 | 8c59e47f-1198-4b28-97e1-e60405df42ef | 5.23
117341-00.01 | MVPS-xxxx-S2-1x | A4 SOC00 | Pressure relief valve 35kPa brass | +MVT | MV others | 8_1 and 36_3 |  |  | Corrective Maintenance 2 | NO - Don't Return | € | EUR | 1 | 0 | b0a726a7-63ec-48a8-9473-b24ae9dd442c | 590
117591-00.01 | MVPS-xxxx-S2-1x | A4 SOC00 | pressure / vacuum switch assembly | +MVT | MV others | 36_3 |  |  | Corrective Maintenance 2 | NO - Don't Return | € | EUR | 1 | 0 | 2c89bd32-55f4-40a8-ac95-558c51e5fb96 | 2306.12
117604-00.01 | MVPS-xxxx-S2-1x | A4 SOC00 | pressure switch assembly | +MVT | MV others | 36_1 |  |  | Corrective Maintenance 2 | NO - Don't Return | € | EUR | 1 | 0 | a299580e-407e-44c1-85ff-68edc404ca25 | 1720.4
117605-00.01 | MVPS-xxxx-S2-1x | A4 SOC00 | pressure relief device 45kPa | +MVT | MV others | 8_1 and 36_1 |  |  | Corrective Maintenance 2 | NO - Don't Return | € | EUR | 1 | 0 | 1ee2ba86-c04a-469c-86fe-0fd70267174e | 242.75
117728-00.01 | MVPS-xxxx-S2-1x | A4 SOC00 | reducing nipple O/I NPT 1/8 Zoll-G 1/8 Z | +MVT | MV others |  |  |  | Corrective Maintenance 1 | NO - Don't Return | € | EUR | 1 | 0 | 40b20c09-b032-42b4-9634-16558d2612c4 | 9.46
118549-00.01 | MVPS-xxxx-S2-1x | A4 SOC00 | sign First Aid fr-outdoor | France Package | Documentation | 1_8 |  |  |  | NO - Don't Return | € | EUR | 1 | 0 | b4fc1209-5678-4e0e-8f0c-1b62c8e07e98 | 37.72
118956-00.01 | MVPS-xxxx-S2-1x | A4 SOC00 | MV cable set 24 kV IEC | -W91 - 93 | MV others | 2_0 and (9_2 or 9_3 or 9_4 or 9_5 or 9_6 or 9_7 or 9_8 or 9_9 or 9_A) |  |  | Corrective Maintenance 2 | NO - Don't Return | € | EUR | 5 | 0 | 91d97cda-ca59-4446-b116-38e8e44b8ce3 | 2295.07
119041-00.01 | MVPS-xxxx-S2-1x | A4 SOC00 | ac busway | -Busway | MV others |  |  |  | Corrective Maintenance 2 | NO - Don't Return | € | EUR | 1 | 0 | aba6671f-0e8f-4ac8-b0c4-8416dba609f1 | 1893.43
119042-00.01 | MVPS-xxxx-S2-1x | A4 SOC00 | flexible busbar 368mm x 26.5mm | -Busway | MV others |  |  |  | Corrective Maintenance 2 | NO - Don't Return | € | EUR | 6 | 0 | 91d97cda-ca59-4446-b116-38e8e44b8ce3 | 620
119357-00.01 | MVPS-xxxx-S2-1x | A4 SOC00 | auxiliary block 230V 25A 2xNO | France Package | Power Contactor/Switches/Breaker | 31_2 |  |  | Corrective Maintenance 1 | NO - Don't Return | € | EUR | 5 | 0 |  | 68.14
119370-00.01 | MVPS-xxxx-S2-1x | A4 SOC00 | power relay 2xCO 250VAC 8A -THT- | -K17 | MV others | 22_3 |  |  |  | NO - Don't Return | € | EUR | 7 | 0 | 91d97cda-ca59-4446-b116-38e8e44b8ce3 | 9.96
119394-00.01 | MVPS-xxxx-S2-1x | A4 SOC00 | frame for the ventilation window |  | MV others |  |  |  | Corrective Maintenance 2 | NO - Don't Return | € | EUR | 8 | 0 | 91d97cda-ca59-4446-b116-38e8e44b8ce3 | 280
119636-00.01 | MVPS-xxxx-S2-1x | A4 SOC00 | Warning label high volt. AU outs. en |  | Labels | 1_0 |  |  | Corrective Maintenance 1 | NO - Don't Return | € | EUR | 1 | 0 | e2aa2185-853c-46e2-a219-d02c76ce880b | 18.9
119638-00.01 | MVPS-xxxx-S2-1x | A4 SOC00 | Warning label auth. pers. AU outs. en |  | Labels | 1_0 |  |  | Corrective Maintenance 1 | NO - Don't Return | € | EUR | 1 | 0 | 1d3ca1e9-1ade-4dcb-ad37-54c76dba6927 | 18.9
119693-00.01 | MVPS-xxxx-S2-1x | A4 SOC00 | Warning label do not remove cover AU en |  | Labels | 1_0 |  |  | Corrective Maintenance 1 | NO - Don't Return | € | EUR | 1 | 0 | 31d262e3-f276-4a22-88a1-856137236da4 | 18.9
119899-00.01 | MVPS-xxxx-S2-1x | A4 SOC00 | insulating gloves 36kV size 10 | France Package | Others | 31_2 |  |  |  | NO - Don't Return | € | EUR | 1 | 0 | e188235d-b412-48ec-9166-b2bdfe9c15b9 | 235.68
|  |  |  | Italy Package | Others | 31_3 |  |  |  | NO - Don't Return | € | EUR | 1 | 0 | e188235d-b412-48ec-9166-b2bdfe9c15b9 | 235.68
119932-00.01 | MVPS-xxxx-S2-1x | A4 SOC00 | gasket ID 40mm OD 65mm | +MVT SGB;Westrafo | MV Transformer / Accessories | 36_0 or 36_1 |  |  | Corrective Maintenance 2 | NO - Don't Return | € | EUR | 1 | 0 | 66aa3f22-99c6-4798-9b31-8dc20c406ad0 | 4.04
119992-00.01 | MVPS-xxxx-S2-1x | A4 SOC00 | O-ring 23x2mm NW31 | +MVT SGB;Westrafo | MV Transformer / Accessories | 36_0 or 36_1 |  |  | Corrective Maintenance 2 | NO - Don't Return | € | EUR | 1 | 0 | a4f87ac8-7ead-40bb-aa1d-688de3bde86c | 1.67
120007-00.01 | MVPS-xxxx-S2-1x | A4 SOC00 | diagram case 235x280x40mm |  | Documentation |  |  |  |  | NO - Don't Return | € | EUR | 2 | 0 | b4fc1209-5678-4e0e-8f0c-1b62c8e07e98 | 26.71
120564-00.01 | MVPS-xxxx-S2-1x | A4 SOC00 | container side twist lock |  | MV others |  |  |  |  | NO - Don't Return | € | EUR | 1 | 0 | 0f774667-4640-4eb7-8410-6f187c9255d2 | 145.65
121573-00.01 | MVPS-xxxx-S2-1x | A4 SOC00 | terminal strip 5-cond. 80mm 10-pol MC | X480 | Connectors / Plugs / Terminals |  |  |  |  | NO - Don't Return | € | EUR | 1 | 0 | 06305deb-3c43-45a9-9f71-ac9fe38f6ec8 | 26.34
121580-00.01 | MVPS-xxxx-S2-1x | A4 SOC00 | fuse 1.00A 19x4.5x20mm | +Fuseboard | Fuses | 22_3 |  |  | Corrective Maintenance 1 | NO - Don't Return | € | EUR | 1 | 0 | 52ea092c-b734-4b52-9f57-7329aa00ddd3 | 0.11
122225-00.01 | MVPS-xxxx-S2-1x | A4 SOC00 | oil drain valve C2 OR NW31 | +MVT SGB;Westrafo | MV Transformer / Accessories | 36_0 or 36_1 |  |  | Corrective Maintenance 2 | NO - Don't Return | € | EUR | 1 | 0 | b9bb899a-2d54-4fac-8b58-437ddbb7b42d | 46.12
122246-00.01 | MVPS-xxxx-S2-1x | A4 SOC00 | closing cap type C NW31 | +MVT SGB;Westrafo | MV Transformer / Accessories | 36_0 or 36_1 |  |  | Corrective Maintenance 1 | NO - Don't Return | € | EUR | 1 | 0 | fb3f17a0-d7ae-4ff1-aa78-4c163eeb1b9a | 20.65
123105-00.01 | MVPS-xxxx-S2-1x | A4 SOC00 | gasket ID 30mm OD 46mm | +MVT SGB;Westrafo | MV others |  |  |  |  | NO - Don't Return | € | EUR | 1 | 0 | baa4383e-db86-4467-a130-1ec7c2b19270 | 0.94
123117-00.01 | MVPS-xxxx-S2-1x | A4 SOC00 | gasket ID 52mm OD 80mm | +MVT SGB;Westrafo | MV others |  |  |  |  | NO - Don't Return | € | EUR | 1 | 0 | 775c47c4-a333-4059-8847-2ed773516e41 | 4.26
123131-00.01 | MVPS-xxxx-S2-1x | A4 SOC00 | 3µF/420VAC ±5% MKP 2-pol | +External | Electrical Components | (23_4 or 5 or 6) and (2_0 or 2_1) |  | 123130-00.01 | Corrective Maintenance 1 | NO - Don't Return | € | EUR | 2 | 0 | 6d3b00dc-997d-4ba5-8e2f-32982b9cba98 | 14.38
123132-00.01 | MVPS-xxxx-S2-1x | A4 SOC00 | limit switch 1NC/1NO | -S1; -S2 | Power Contactor/Switches/Breaker | 24_4 or 24_5 or 24_6 or 24_7 |  |  |  | NO - Don't Return | € | EUR | 1 | 0 | c61e761e-71cb-46d0-86d0-dc65da4264d5 | 29
124045-00.01 | MVPS-xxxx-S2-1x | A4 SOC00 | auxiliary block 500VAC 1xNC 1xNO | -K16 aux. | Connectors / Plugs / Terminals | 22_3 |  |  | Corrective Maintenance 1 | NO - Don't Return | € | EUR | 2 | 0 | 06305deb-3c43-45a9-9f71-ac9fe38f6ec8 | 57.74
|  |  |  | +Moxa 1 | Connectors / Plugs / Terminals | 28_3 |  |  | Corrective Maintenance 1 | NO - Don't Return | € | EUR | 2 | 0 | 06305deb-3c43-45a9-9f71-ac9fe38f6ec8 | 57.74
[6 empty] | 28_4 |  |  | Corrective Maintenance 1 | NO - Don't Return | € | EUR | 2 | 0 | 06305deb-3c43-45a9-9f71-ac9fe38f6ec8 | 57.74
124066-00.01 | MVPS-xxxx-S2-1x | A4 SOC00 | installation contactor 400VAC 25A 4xNO | -Q6 | Connectors / Plugs / Terminals | 4_3 |  |  | Corrective Maintenance 1 | NO - Don't Return | € | EUR | 3 | 0 | 06305deb-3c43-45a9-9f71-ac9fe38f6ec8 | 159.09
124085-00.01 | MVPS-xxxx-S2-1x | A4 SOC00 | temperature controller -58...+14°F 1xCO | -B2 | Others | 4_2 |  |  | Corrective Maintenance 1 | NO - Don't Return | € | EUR | 1 | 0 | 634f2d0d-5b13-4f53-b071-6e84f701cd52 | 139.51
[6 empty] | 4_3 |  |  | Corrective Maintenance 1 | NO - Don't Return | € | EUR | 1 | 0 | 634f2d0d-5b13-4f53-b071-6e84f701cd52 | 139.51
124086-00.02 | MVPS-xxxx-S2-1x | A4 SOC00 | temperature controller -20...+60°C 1xCO | -U3 ;U5 ; U6 | Cooling System | 4_2 |  |  |  | NO - Don't Return | € | EUR | 1 | 0 | a2a8133f-ae1e-4e15-a38b-de0084cd8347 | 65.77
124095-00.01 | MVPS-xxxx-S2-1x | A4 SOC00 | Australian socket-outlet 250VAC 10A |  | Connectors / Plugs / Terminals | 1_0 |  |  |  | NO - Don't Return | € | EUR | 1 | 0 | c68d857c-4cda-44e6-ac09-5e6453d0773c | 15
124096-00.01 | MVPS-xxxx-S2-1x | A4 SOC00 | One-way Switch 2p 250VAC 16A |  | Connectors / Plugs / Terminals |  |  |  |  | NO - Don't Return | € | EUR | 1 | 0 | 57dedf5f-8c90-4e3b-a991-79e8a56c4957 | 10
124109-00.01 | MVPS-xxxx-S2-1x | A4 SOC00 | contact block holder 5-positions | -S3 | Connectors / Plugs / Terminals | 24_1 or 24_3 or 24_5 or 24_7 |  |  | Corrective Maintenance 1 | NO - Don't Return | € | EUR | 4 | 0 | 06305deb-3c43-45a9-9f71-ac9fe38f6ec8 | 3.59
124111-00.01 | MVPS-xxxx-S2-1x | A4 SOC00 | enclosure 1-fold IP55 RAL7035 |  | Connectors / Plugs / Terminals |  |  |  |  | NO - Don't Return | € | EUR | 1 | 0 | 5c17d2cd-21ef-42c4-beb9-77214a116702 | 8.5
124196-00.01 | MVPS-xxxx-S2-1x | A4 SOC00 | LV/HRC-fuse link 63A size 00 gG | -F100 | Fuses | 23_3 and 5_2 and 3_0 or 3_1 |  |  |  | NO - Don't Return | € | EUR | 1 | 0 | 482a7491-fe9d-4dab-bc94-d4cadd4ff947 | 11.33
124197-00.01 | MVPS-xxxx-S2-1x | A4 SOC00 | LV/HRC-fuse link 40A size 000 gG | -F100 | Fuses | 23_2 and 5_2 and 3_0 or 3_1 |  |  |  | NO - Don't Return | € | EUR | 1 | 0 | 7fd089e2-241f-406d-989c-0876742c8ae4 | 8.21
124198-00.01 | MVPS-xxxx-S2-1x | A4 SOC00 | LV/HRC-fuse link 32A size 000 gG | -F100 | Fuses | 23_2 and 5_2 and 3_2 |  |  |  | NO - Don't Return | € | EUR | 1 | 0 | 12659fb2-3376-4c48-aa8c-f53b99c703d8 | 8.21
124199-00.01 | MVPS-xxxx-S2-1x | A4 SOC00 | LV/HRC-fuse link 20A size 000 gG | -F100 | Fuses | 23_1 and 5_2 and 3_0 or 3_1 |  |  |  | NO - Don't Return | € | EUR | 1 | 0 | 48bacbb3-eb6a-4681-a8b5-311ef6010cdd | 8.21
124648-00.01 | MVPS-xxxx-S2-1x | A4 SOC00 | blind plate MV cable entrance |  | MV others |  |  |  |  | NO - Don't Return | € | EUR | 1 | 0 | a665de40-f833-4b48-b0f7-dcb61130499d | 19.49
[6 empty] | 21_4 |  |  |  | NO - Don't Return | € | EUR | 1 | 0 | a665de40-f833-4b48-b0f7-dcb61130499d | 19.49
124677-00.01 | MVPS-xxxx-S2-1x | A4 SOC00 | grounding kit of MVSG kL 36kV |  | MV others | 19_A |  |  |  | NO - Don't Return | € | EUR | 9 | 0 | 91d97cda-ca59-4446-b116-38e8e44b8ce3 | 362.08
124715-00.01 | MVPS-xxxx-S2-1x | A4 SOC00 | pressure relief device ø55 35kPa | +MVT Eltas | MV others | 8_1 and 36_8 |  |  |  | NO - Don't Return | € | EUR | 1 | 0 | 2867442c-6916-47b2-a0d5-0cd7dd91a0ef | 82.49
124801-00.01 | MVPS-xxxx-S2-1x | A4 SOC00 | MVSG locking mechanism set | -MVSG | MV others | 37_0 up to 38kV |  |  |  | NO - Don't Return | € | EUR | 1 | 0 | 1260a83b-99c5-47d7-b96d-cbf564174bad | 132.48
124840-00.01 | MVPS-xxxx-S2-1x | A4 SOC00 | fuse 30A ø22x58mm gRL | -F100 | Fuses | 23_1 and 3_0 or 3_4 or 3_8 and 5_2 |  |  | Corrective Maintenance 2 | NO - Don't Return | € | EUR | 1 | 0 | 7fa341ac-c3ad-442a-bb51-8f5303b1592e | 14.15
124841-00.01 | MVPS-xxxx-S2-1x | A4 SOC00 | fuse 40A ø22x58mm gRL | -F100 | Fuses | 23_1 or 23_7 and (3_0 or 3_1 or 3_2) and (5_0 or 5_1 or 5_2) |  |  |  | NO - Don't Return | € | EUR | 1 | 0 | 8bffe58d-af39-4e87-949f-67316d9fdd82 | 14.29
124842-00.01 | MVPS-xxxx-S2-1x | A4 SOC00 | fuse 50A ø22x58mm gRL | -F100 | MV others | 23_2 and 3_0 or 3_4 or 3_8 and 5_2 |  |  |  | NO - Don't Return | € | EUR | 1 | 0 | b3d7148a-f372-4630-ac6a-7bebf157a15a | 11.78
[6 empty] | 23_2 and (5_0 or 5_1) and (3_0 or 3_1 or 3_2 or 3_3 or 3_4 or 3_5 or 3_6 or 3_7 or 3_8 or 3_9 or 3_B or 3_C) |  |  |  | NO - Don't Return | € | EUR | 1 | 0 | b3d7148a-f372-4630-ac6a-7bebf157a15a | 11.78
124843-00.01 | MVPS-xxxx-S2-1x | A4 SOC00 | fuse 100A ø22x58mm gRL | -F100 | Fuses | 23_3 or 23_4 or 23_5 or 23_6 or 23_9 or 23_A or 23_B or 23_C and (5_0 or 5_1 or 5_2) and (3_0 or 3_1 or 3_2) |  |  | Corrective Maintenance 1 | NO - Don't Return | € | EUR | 1 | 0 | c1e4fb15-246a-47ad-b62f-bc51be68d23a | 19.18
[6 empty] | 23_5 or 23_6 or 23_B or 23_C and (5_0 or 5_1) and (3_0 or 3_1 or 3_2 or 3_3 or 3_4 or 3_5 or 3_6 or 3_7 or 3_8 or 3_9 or 3_B or 3_C) |  |  | Corrective Maintenance 1 | NO - Don't Return | € | EUR | 1 | 0 | c1e4fb15-246a-47ad-b62f-bc51be68d23a | 19.18
124844-00.01 | MVPS-xxxx-S2-1x | A4 SOC00 | LV/HRC-fuse link 16A size 000 gG | -F100 | Fuses | 23_1 and 5_2 and 3_2 |  |  |  | NO - Don't Return | € | EUR | 1 | 0 | d72aa039-1062-4e33-985f-02daeb4213c5 | 6.97
124845-00.01 | MVPS-xxxx-S2-1x | A4 SOC00 | LV/HRC-fuse link 50A size 000 gG | -F100 | Fuses | 23_3 and 5_2 and 3_2 |  |  |  | NO - Don't Return | € | EUR | 1 | 0 | c9daa674-0a71-46f2-8ba3-eee5fefcc5a9 | 8.24
124857-00.01 | MVPS-xxxx-S2-1x | A4 SOC00 | low voltage bushing 3.6kV 5000A | -MVT | MV Transformer / Accessories | 36_0 |  |  | Corrective Maintenance 2 | NO - Don't Return | € | EUR | 1 | 0 | 66906874-7ae5-4705-911f-4308fb1cb972 | 1683
125307-00.01 | MVPS-xxxx-S2-1x | A4 SOC00 | double cable rail support kit |  | MV others | 19_1 and 37_0 |  |  |  | NO - Don't Return | € | EUR | 1 | 0 | 31fc7b2a-7ba1-4ff5-b024-ff43b4d65c61 | 230
125307-00.02 | MVPS-xxxx-S2-1x | A4 SOC00 | double cable rail support kit |  | MV others |  |  |  |  | NO - Don't Return | € | EUR | 1 | 0 | 7f19ff19-28c0-4fea-818d-96785981dbb6 | 444
125405-00.01 | MVPS-xxxx-S2-1x | A4 SOC00 | transformer monitor acc. EN 60255 | +IKI30E | MV others |  | 109063-00.01 |  |  | NO - Don't Return | € | EUR | 1 | 0 | c306de3e-0c32-4d9d-8ce0-a50f1cb9292d | 1689.96
125713-00.01 | MVPS-xxxx-S2-1x | A4 SOC00 | gasket 30x30x2000mm |  | Cable / Wires / Busbars | 29_1 and not 1_F or 1_G |  |  |  | NO - Don't Return | € | EUR | 2 | 0 | a102e17f-83b2-4c10-8bc9-78d8d4a7ebba | 9.19
125899-00.01 | MVPS-xxxx-S2-1x | A4 SOC00 | voltage indicator acc. IEC 61958 | +EKOR | MV others | 37_1 and 9_G or 9_H or 9_I or 9_J |  |  |  | NO - Don't Return | € | EUR | 10 | 0 | 91d97cda-ca59-4446-b116-38e8e44b8ce3 | 494.91
126180-00.01 | MVPS-xxxx-S2-1x | A4 SOC00 | miniature circuit breaker 2-pol C16A |  | MV others | 22_3 and 25_2 or 25_4 |  |  |  | NO - Don't Return | € | EUR | 1 | 0 | b61e4d0b-0355-489b-bea3-13b9140a1920 | 36.3
[6 empty] | 31_2 or 31_4 |  |  |  | NO - Don't Return | € | EUR | 1 | 0 | b61e4d0b-0355-489b-bea3-13b9140a1920 | 36.3
|  |  |  | -F36 | MV others | 31_2 or 31_4 |  |  |  | NO - Don't Return | € | EUR | 1 | 0 | b61e4d0b-0355-489b-bea3-13b9140a1920 | 36.3
|  |  |  | -F36;-F37;-F41;-F42 | MV others | 28_1 and 31_2 or 31_4 |  |  |  | NO - Don't Return | € | EUR | 1 | 0 | b61e4d0b-0355-489b-bea3-13b9140a1920 | 36.3
|  |  |  | France Package | MV others | 31_2 |  |  |  | NO - Don't Return | € | EUR | 1 | 0 | b61e4d0b-0355-489b-bea3-13b9140a1920 | 36.3
200159-00.01 | MVPS-xxxx-S2-1x | A4 SOC00 | insulating gloves 36kV size 10 |  | Tools |  |  |  |  | NO - Don't Return | € | EUR | 1 | 0 | 44bb7ff1-06c3-4fc9-bcc5-7b3f3b43e649 | 2036.43
200400-00.01 | MVPS-xxxx-S2-1x | A4 SOC00 | insulating operating stick |  | MV others |  |  |  |  | NO - Don't Return | € | EUR | 11 | 0 | 91d97cda-ca59-4446-b116-38e8e44b8ce3 | 1270.5
200493-00.01 | MVPS-xxxx-S2-1x | A4 SOC00 | insulating mat 36kV |  | MV others |  |  |  |  | NO - Don't Return | € | EUR | 1 | 0 | 6b63b479-7629-4ad6-8dcd-ea0f1c8b5ee0 | 1548.8
200616-00.01 | MVPS-xxxx-S2-1x | A4 SOC00 | MV-plug set 24kV |  | MV others |  |  |  |  | NO - Don't Return | € | EUR | 1 | 0 | 51f55e1b-cb99-4a07-ab41-0a184620e1ce | 924
200712-00.01 | MVPS-xxxx-S2-1x | A4 SOC00 | cable clamp ø60...84mm BK |  | Connectors / Plugs / Terminals |  |  |  |  | NO - Don't Return | € | EUR | 5 | 0 | 06305deb-3c43-45a9-9f71-ac9fe38f6ec8 | 53
201024-00.01 | MVPS-xxxx-S2-1x | A4 SOC00 | line circuit breaker 4-pol C20A | -F22 | MV others | 31_2 |  |  |  | NO - Don't Return | € | EUR | 1 | 0 | cd629207-00f7-4609-b743-8a5285ca0c9b | 114.95
201028-00.01 | MVPS-xxxx-S2-1x | A4 SOC00 | line circuit breaker 2-pol C20A | -F39 | MV others | 31_2 |  |  |  | NO - Don't Return | € | EUR | 1 | 0 | 0a1f8553-b050-48f3-b27c-7f6fc8dc3ce8 | 54.45
201267-00.01 | MVPS-xxxx-S2-1x | A4 SOC00 | switch mode power supply 072W/024V/AA |  | Electrical Components |  |  |  |  | NO - Don't Return | € | EUR | 1 | 0 | 1b554062-e8de-44bb-9f61-041e8f8159b3 | 69
201901-00.01 | MVPS-xxxx-S2-1x | A4 SOC00 | MV cable set 36kV IEC Rod. Protection | -W91 - 93 | MV others | 2_0 and 9_B or 9_C or 9_D or 9_E or 9_F or 9_G and 25_2 |  |  |  | NO - Don't Return | € | EUR | 12 | 0 | 91d97cda-ca59-4446-b116-38e8e44b8ce3 | 3294.5
201902-00.01 | MVPS-xxxx-S2-1x | A4 SOC00 | MV cable set 24kV IEC Rod. Protection | -W91 - 93 | MV others | 2_0 and 9_2 or 9_3 or 9_4 or 9_5 or 9_6 or 9_7 or 9_8 or 9_9 or 9_A and 25_2 |  |  |  | NO - Don't Return | € | EUR | 13 | 0 | 91d97cda-ca59-4446-b116-38e8e44b8ce3 | 2783
201985-00.01 | MVPS-xxxx-S2-1x | A4 SOC00 | CapDis-Module C2m | +MVSG Siemens | MV Switchgear / Accessories |  |  |  |  | NO - Don't Return | € | EUR | 1 | 0 | 8309aeca-bed3-4adf-850c-55ea977935e6 | 29.3
202045-00.01 | MVPS-xxxx-S2-1x | A4 SOC00 | line circuit breaker 2-pol C6A |  | Power Contactor/Switches/Breaker |  |  |  |  | NO - Don't Return | € | EUR | 1 | 0 | 893d3dc3-55fb-40ae-85f0-527a56cf9304 | 55
202315-00.01 | MVPS-xxxx-S2-1x | A4 SOC00 | distribution block 1-pol 80A 6x output | +Moxa 1 | Connectors / Plugs / Terminals | 28_1 |  |  |  | NO - Don't Return | € | EUR | 6 | 0 | 06305deb-3c43-45a9-9f71-ac9fe38f6ec8 | 15
|  |  |  | Ld - N2d | Connectors / Plugs / Terminals | 4_3 |  |  |  | NO - Don't Return | € | EUR | 6 | 0 | 06305deb-3c43-45a9-9f71-ac9fe38f6ec8 | 15
202440-00.01 | MVPS-xxxx-S2-1x | A4 SOC00 | 3µF/420VAC ±5% MKP 2-pol | +External | Electrical Components | 23_4 or 24_5 or 24_6 and 2_0 or 2_1 |  |  |  | NO - Don't Return | € | EUR | 3 | 0 | 6d3b00dc-997d-4ba5-8e2f-32982b9cba98 | 17
202813-00.01 | MVPS-xxxx-S2-1x | A4 SOC00 | fan axial 230VAC 217W 440x440mm | +External M | Cooling System | 2_0 or 2_1 |  |  |  | NO - Don't Return | € | EUR | 1 | 0 | 3d0df144-098e-4af2-ae93-83acab9364b3 | 300
202860-00.01 | MVPS-xxxx-S2-1x | A4 SOC00 | MV-plug 36kV |  | Connectors / Plugs / Terminals |  |  |  |  | NO - Don't Return | € | EUR | 7 | 0 | 06305deb-3c43-45a9-9f71-ac9fe38f6ec8 | 618
202930-00.01 | MVPS-xxxx-S2-1x | A4 SOC00 | block contactor 400VAC/220VDC 25A 4xNO | -Q6 ; -Q7 | Power Contactor/Switches/Breaker | 4_2 |  |  |  | NO - Don't Return | € | EUR | 1 | 0 | 84435ab6-d4f9-4c4e-a94b-2aa13cdd8dd8 | 41
203246-00.01 | MVPS-xxxx-S2-1x | A4 SOC00 | touch safe heater 240V 100W 4-pol. | -U1 ; -U2 | Cabinet Heating | 4_3 |  |  |  | NO - Don't Return | € | EUR | 1 | 0 | d6dd4fe2-02e8-45e8-ac37-1178d2fffd10 | 65
203249-00.01 | MVPS-xxxx-S2-1x | A4 SOC00 | line circuit breaker 1-pol C8A |  | Power Contactor/Switches/Breaker | 28_4 |  |  |  | NO - Don't Return | € | EUR | 1 | 0 | 01a2048b-b2c2-464a-ae83-3be86c78ff64 | 52
|  |  |  | -F40 | Power Contactor/Switches/Breaker | 28_2 |  |  |  | NO - Don't Return | € | EUR | 1 | 0 | 01a2048b-b2c2-464a-ae83-3be86c78ff64 | 52
203255-00.01 | MVPS-xxxx-S2-1x | A4 SOC00 | line circuit breaker 2-pol C8A |  | Power Contactor/Switches/Breaker | 22_3 und 25_2 or 25_4 |  |  |  | NO - Don't Return | € | EUR | 1 | 0 | 7233c2a5-07b4-485d-93c9-3b63fe78e67d | 149
[6 empty] | 28_4 and 31_2 or 31_4 |  |  |  | NO - Don't Return | € | EUR | 1 | 0 | 7233c2a5-07b4-485d-93c9-3b63fe78e67d | 149
|  |  |  | -F40 | Power Contactor/Switches/Breaker | 28_2 and 31_2 or 31_4 |  |  |  | NO - Don't Return | € | EUR | 1 | 0 | 7233c2a5-07b4-485d-93c9-3b63fe78e67d | 149
203265-00.01 | MVPS-xxxx-S2-1x | A4 SOC00 | cable insert 63/27-50 bk |  | Connectors / Plugs / Terminals |  |  |  |  | NO - Don't Return | € | EUR | 1 | 0 | 20befdab-79f5-4158-b4fc-6175b0d3c031 | 17
[6 empty] | 19_0 and 29_1 |  |  |  | NO - Don't Return | € | EUR | 1 | 0 | 20befdab-79f5-4158-b4fc-6175b0d3c031 | 17
[6 empty] | 21_4 |  |  |  | NO - Don't Return | € | EUR | 1 | 0 | 20befdab-79f5-4158-b4fc-6175b0d3c031 | 17
203271-00.01 | MVPS-xxxx-S2-1x | A4 SOC00 | line circuit breaker 4-pol C40A |  | Power Contactor/Switches/Breaker | 31_4 |  |  |  | NO - Don't Return | € | EUR | 1 | 0 | bc842654-9397-4f91-8c2a-ecbc3f76278c | 412
203276-00.01 | MVPS-xxxx-S2-1x | A4 SOC00 | relay socket 8pol | +230 V | Connectors / Plugs / Terminals | 31_4 |  |  |  | NO - Don't Return | € | EUR | 8 | 0 | 06305deb-3c43-45a9-9f71-ac9fe38f6ec8 | 89
203279-00.01 | MVPS-xxxx-S2-1x | A4 SOC00 | line circuit breaker 2-pol C25A |  | Power Contactor/Switches/Breaker |  |  |  |  | NO - Don't Return | € | EUR | 1 | 0 | 194daff5-7e21-4a7d-b324-b19062cc255b | 149
203294-00.01 | MVPS-xxxx-S2-1x | A4 SOC00 | RCBO switch 2-pol 16A 110VAC | +Sockets 100V | Power Contactor/Switches/Breaker | 31_4 |  |  |  | NO - Don't Return | € | EUR | 1 | 0 | 13f75a55-d629-43fb-90a8-3eaa087e12c4 | 307
|  |  |  | +Spare | Power Contactor/Switches/Breaker | 31_4 |  |  |  | NO - Don't Return | € | EUR | 1 | 0 | 13f75a55-d629-43fb-90a8-3eaa087e12c4 | 307
204037-00.01 | MVPS-xxxx-S2-1x | A4 SOC00 | protection grid MV transformer |  | Protective Cover | 25_1 or 25_3 |  |  |  | NO - Don't Return | € | EUR | 6 | 0 |  | 1160
204038-00.01 | MVPS-xxxx-S2-1x | A4 SOC00 | small protection grid MV transformer |  | Protective Cover | 25_1 or 25_3 |  |  |  | NO - Don't Return | € | EUR | 7 | 0 |  | 525
204040-00.01 | MVPS-xxxx-S2-1x | A4 SOC00 | drop indicator relay 2xCO 230VAC 4A | +230 V | MV others | 31_4 |  |  |  | NO - Don't Return | € | EUR | 14 | 0 | 91d97cda-ca59-4446-b116-38e8e44b8ce3 | 416
204053-00.01 | MVPS-xxxx-S2-1x | A4 SOC00 | socket Siemens 8DJH24RRL |  | MV others | 19_1 and 37_0 and (2_0 or 2_1) |  |  |  | NO - Don't Return | € | EUR | 15 | 0 | 91d97cda-ca59-4446-b116-38e8e44b8ce3 | 842
204054-00.01 | MVPS-xxxx-S2-1x | A4 SOC00 | cover plate-UL-Siemens 8DJH24RRL |  | MV others | 19_1 and 37_0 and (2_0 or 2_1) |  |  |  | NO - Don't Return | € | EUR | 16 | 0 | 91d97cda-ca59-4446-b116-38e8e44b8ce3 | 536
204057-00.01 | MVPS-xxxx-S2-1x | A4 SOC00 | floor adapter Siemens 8DJH24RRL |  | MV others | 19_1 and 37_0 and (2_0 or 2_1) |  |  |  | NO - Don't Return | € | EUR | 17 | 0 | 91d97cda-ca59-4446-b116-38e8e44b8ce3 | 285
204058-00.01 | MVPS-xxxx-S2-1x | A4 SOC00 | pressure releaf flap 24kV RRL |  | MV others | 19_1 and 37_0 and (2_0 or 2_1) |  |  |  | NO - Don't Return | € | EUR | 18 | 0 | 91d97cda-ca59-4446-b116-38e8e44b8ce3 | 113
204059-00.01 | MVPS-xxxx-S2-1x | A4 SOC00 | socket Siemens 8DJH36RRL IEC |  | MV others | 19_2 and 37_0 |  |  |  | NO - Don't Return | € | EUR | 19 | 0 | 91d97cda-ca59-4446-b116-38e8e44b8ce3 | 561
204063-00.01 | MVPS-xxxx-S2-1x | A4 SOC00 | pressure releaf flap 36kV RRL |  | MV others | 19_1 and 37_0 and 2_0 or 2_1 |  |  | Corrective Maintenance 2 | NO - Don't Return | € | EUR | 1 | 0 | bacb102f-b6b1-4401-94bc-98c22d33b05c | 113
[6 empty] | 37_5 |  |  | Corrective Maintenance 2 | NO - Don't Return | € | EUR | 1 | 0 | bacb102f-b6b1-4401-94bc-98c22d33b05c | 113
204065-00.01 | MVPS-xxxx-S2-1x | A4 SOC00 | residual-current device 2-pol 16A | +Spare 230V | Power Contactor/Switches/Breaker | 31_4 |  |  |  | NO - Don't Return | € | EUR | 1 | 0 | be48fc9e-da99-4856-aeed-38847fbd1427 | 99
204092-00.01 | MVPS-xxxx-S2-1x | A4 SOC00 | roof protection grid |  | Protective Cover | 25_4 or 25_5 |  |  |  | NO - Don't Return | € | EUR | 8 | 0 |  | 1030
204218-00.01 | MVPS-xxxx-S2-1x | A4 SOC00 | LV/HRC-fuse link 25A size 000 gG | -F100 | Fuses | 23_1 and 5_2 and 3_0 or 3_3 |  |  |  | NO - Don't Return | € | EUR | 1 | 0 | fd2c3e18-fed1-49ba-8c10-d573b7881605 | 6
204219-00.01 | MVPS-xxxx-S2-1x | A4 SOC00 | LV/HRC-fuse link 80A size 00 gG | -F100 | Fuses | 23_3 and 5_2 and 3_0 or 3_1 |  |  |  | NO - Don't Return | € | EUR | 1 | 0 | 537fedaa-2954-4395-bb83-ab41b9871fe3 | 8
205805-00.01 | MVPS-xxxx-S2-1x | A4 SOC00 | silicone gasket 14x8x2150mm | -Busway | Others |  | 210510-00.01 |  |  | NO - Don't Return | € | EUR | 9 | 0 |  | 19.5
206426-00.01 | MVPS-xxxx-S2-1x | A4 SOC00 | Cold applied elbow seal 35kV 60-250 mm² |  | Cable / Wires / Busbars |  |  |  |  | NO - Don't Return | € | EUR | 1 | 0 | 3380ba23-cd3b-4c59-a747-aac55b1cc49d | 29.9
206565-00.01 | MVPS-xxxx-S2-1x | A4 SOC00 | Accessory kit for MV T-plug |  | MV others |  |  |  |  | NO - Don't Return | € | EUR | 1 | 0 | 3fb42642-f9f2-4c29-ae74-77dab5729a77 | 129
207372-00.01 | MVPS-xxxx-S2-1x | A4 SOC00 | socket SFA RM36 SSB |  | SHP Electronic Boards | 37_5 |  |  |  | NO - Don't Return | € | EUR | 1 | 0 | 0f762a94-f93d-448d-83d7-252472cb4291 | 625
207373-00.01 | MVPS-xxxx-S2-1x | A4 SOC00 | floor adapter SFA RM36 SSB |  | SHP Electronic Boards | 37_5 |  |  |  | NO - Don't Return | € | EUR | 1 | 0 | 4bd923ea-4b11-48a4-bdea-585fdef46d4b | 229
207374-00.01 | MVPS-xxxx-S2-1x | A4 SOC00 | cover plate IEC SFA RM36 SSB |  | SHP Electronic Boards | 37_5 |  |  |  | NO - Don't Return | € | EUR | 1 | 0 | c2dd7f00-3dea-4b8e-b8e4-6fbad0937930 | 545
207663-00.01 | MVPS-xxxx-S2-1x | A4 SOC00 | DiggiMEC-A | +MVSG | MV others | 6_3 Siemens |  |  |  | NO - Don't Return | € | EUR | 1 | 0 | 69e1f16a-174f-40c7-a234-c5dc9b21d32e | 825
207664-00.01 | MVPS-xxxx-S2-1x | A4 SOC00 | summation current transformer | +MVSG | MV others | 6_3 Siemens |  |  |  | NO - Don't Return | € | EUR | 1 | 0 | 78c0e609-dd37-44c2-8d78-cf0797e0c7ff | 1790
207665-00.01 | MVPS-xxxx-S2-1x | A4 SOC00 | current transformer W3 32-112A | +MVSG | MV others | 6_3 Siemens |  |  |  | NO - Don't Return | € | EUR | 1 | 0 | d1d94d57-7a35-4efd-967e-8525bb88ed46 | 175
207666-00.01 | MVPS-xxxx-S2-1x | A4 SOC00 | transformer protection device | +MVSG | MV others | 6_3 Siemens |  |  |  | NO - Don't Return | € | EUR | 1 | 0 | fb6d31bb-492a-4c85-8b8f-80873160a17e | 995
207960-00.01 | MVPS-xxxx-S2-1x | A4 SOC00 | Deeper cable-compartment 8DJH36 IEC | +MVSG Siemens | MV Switchgear / Accessories | not 1_F and 22_4 or 22_5 or 22_6 or 22_7 and 37_0 |  |  |  | NO - Don't Return | € | EUR | 1 | 0 | 1038ee17-968d-473f-9822-4061ca9495dc | 675
207970-00.01 | MVPS-xxxx-S2-1x | A4 SOC00 | cold applied elbow seal 35kV 60 mm² |  | Cable / Wires / Busbars |  |  |  |  | NO - Don't Return | € | EUR | 1 | 0 | 1bfd3f49-5b05-4000-a6f6-b0c5d1789c01 | 35
208931-00.01 | MVPS-xxxx-S2-1x | A4 SOC00 | cable clamp 3x ø24-37mm BK |  | Cable / Wires / Busbars |  |  |  |  | n/a - Don't Return | € | EUR | 1 | 0 | 1f04433f-2947-4160-a658-a8753dc0abb7 | 27.5
208932-00.01 | MVPS-xxxx-S2-1x | A4 SOC00 | cable clamp 3x ø32-47mm BK |  | Cable / Wires / Busbars |  |  |  |  | n/a - Don't Return | € | EUR | 2 | 0 | 1f04433f-2947-4160-a658-a8753dc0abb7 | 32.5
209778-00.01 | MVPS-xxxx-S2-1x | A4 SOC00 | single stroke solenoid 24VDC |  | MV others |  |  |  |  | n/a - Don't Return | € | EUR | 1 | 0 | 2ed31d9e-d5a7-42d2-a3a0-18266ec86763 | 75
210130-00.01 | MVPS-xxxx-S2-1x | A4 SOC00 | DIN rail 35x318 |  | Wall Mounting Bracket |  |  |  |  | n/a - Don't Return | € | EUR | 1 | 0 | d477f1df-7250-480d-84cf-4a745a0317c2 | 12.9
210132-00.01 | MVPS-xxxx-S2-1x | A4 SOC00 | uprights size 3-4 |  | Wall Mounting Bracket |  |  |  |  | n/a - Don't Return | € | EUR | 1 | 0 | 6b8327da-17f2-4324-9fe0-aef54b620902 | 12.9
211355-00.01 | MVPS-xxxx-S2-1x | A4 SOC00 | ventilation grid LV-room |  | MV others |  |  |  | Corrective Maintenance 2 | NO - Don't Return | € | EUR | 1 | 0 | 07712bc4-7703-468c-a116-393c1be4f094 | 99
211611-00.01 | MVPS-xxxx-S2-1x | A4 SOC00 | flexible slit conduit Ø35.5mm BK |  | Cable / Wires / Busbars |  |  |  |  | n/a - Don't Return | € | EUR | 1 | 0 | c768576d-2127-45cf-a4b6-5963357c414c | 15
213031-00.01 | MVPS-xxxx-S2-1x | A4 SOC00 | Y6 low power tripping coil 3VDC |  | MV others | 37_0 |  |  |  | n/a - Don't Return | € | EUR | 1 | 0 | 942d0c42-61c5-463b-9218-04e31519aa1c | 152.5
213038-00.01 | MVPS-xxxx-S2-1x | A4 SOC00 | Y6 tripping coil 24VDC 0.1Ws |  | MV others | 37_0 |  |  |  | n/a - Don't Return | € | EUR | 1 | 0 | 8b641a6f-ab27-4701-9737-b0cc57a87e00 | 1233
213410-00.01 | MVPS-xxxx-S2-1x | A4 SOC00 | cabinet roof MVPS |  | MV others |  |  |  |  | n/a - Don't Return | € | EUR | 1 | 0 | 759c0bc6-8af6-4385-8a26-39a21da2ba69 | 775
214001-00.01 | MVPS-xxxx-S2-1x | A4 SOC00 | blind plate DC cable entry |  | MV others |  |  |  |  | n/a - Don't Return | € | EUR | 10 | 0 |  | 51
214469-00.01 | MVPS-xxxx-S2-1x | A4 SOC00 | insulation panel 1560x1020x10mm |  | MV others |  |  |  |  | n/a - Don't Return | € | EUR | 11 | 0 |  | 90
214490-00.01 | MVPS-xxxx-S2-1x | A4 SOC00 | enclosure 3-fold IP55 RAL7035 |  | Connectors / Plugs / Terminals |  |  |  |  | NO - Don't Return | € | EUR | 1 | 0 | ff981326-812f-4f8f-915f-a8894346bca1 | 15
214686-00.01 | MVPS-xxxx-S2-1x | A4 SOC00 | gasket LV-bushing box Eltas | +MVT | MV others | 36_8 |  |  |  | NO - Don't Return | € | EUR | 1 | 0 | 95ec6171-fc1f-4a59-b4fc-847b6213f099 | 65
214687-00.01 | MVPS-xxxx-S2-1x | A4 SOC00 | tank cover gasket Eltas | +MVT | MV others | 36_8 |  |  |  | n/a - Don't Return | € | EUR | 12 | 0 |  | 475
214688-00.01 | MVPS-xxxx-S2-1x | A4 SOC00 | Gasket HV-bushing Eltas IEEE | +MVT | MV others | 36_8 |  |  |  | NO - Don't Return | € | EUR | 1 | 0 | bd6172a1-e027-4370-8897-6e6480311447 | 55
214689-00.01 | MVPS-xxxx-S2-1x | A4 SOC00 | gasket LV-bushing type-1 Eltas | +MVT | MV others | 36_8 |  |  |  | NO - Don't Return | € | EUR | 1 | 0 | c21c8925-0e38-448e-893a-6ae3a2448848 | 125
214772-00.01 | MVPS-xxxx-S2-1x | A4 SOC00 | Gasket HV-bushing Eltas IEC | +MVT | MV others | 36_8 |  |  |  | NO - Don't Return | € | EUR | 1 | 0 | de56a90d-8f5a-4124-8b20-994b7e5703f7 | 26
214863-00.01 | MVPS-xxxx-S2-1x | A4 SOC00 | LV-compartment door w. locking system |  | MV Transformer / Accessories |  |  |  |  | n/a - Don't Return | € | EUR | 13 | 0 |  | 565
215321-00.01 | MVPS-xxxx-S2-1x | A4 SOC00 | square ribbed insert 150x150 mm |  | MV others |  |  |  |  | n/a - Don't Return | € | EUR | 1 | 0 | 6f09f206-22be-422e-a0fe-d4474a1d7803 | 10
30-101900.01 | MVPS-xxxx-S2-1x | A4 SOC00 | power analyser UMG 604 E |  | Control Components |  |  |  | Corrective Maintenance 2 | NO - Don't Return | € | EUR | 1 | 0 | 4725e57c-42f4-46e7-81f0-dc5e8ca70bd2 | 1069.32
31-100800.01 | MVPS-xxxx-S2-1x | A4 SOC00 | current transformer 35/1A 690V |  | Electrical Components |  |  |  | Corrective Maintenance 2 | NO - Don't Return | € | EUR | 1 | 0 | 3a676abb-6e2b-4dbe-9055-a4044e579cb7 | 178.01
39-100900.01 | MVPS-xxxx-S2-1x | A4 SOC00 | ethernet remote I/O 16DI 2-port switch | +Moxa 1 | Power Contactor/Switches/Breaker | 28_1 |  |  | Corrective Maintenance 1 | NO - Don't Return | € | EUR | 1 | 0 | efd75fc0-334d-4b2f-af00-1a206c2e657a | 577.51
[6 empty] | 28_2 |  |  | Corrective Maintenance 1 | NO - Don't Return | € | EUR | 1 | 0 | efd75fc0-334d-4b2f-af00-1a206c2e657a | 577.51
[6 empty] | 28_3 |  |  | Corrective Maintenance 1 | NO - Don't Return | € | EUR | 1 | 0 | efd75fc0-334d-4b2f-af00-1a206c2e657a | 577.51
[6 empty] | 28_4 |  |  | Corrective Maintenance 1 | NO - Don't Return | € | EUR | 1 | 0 | efd75fc0-334d-4b2f-af00-1a206c2e657a | 577.51
[6 empty] | 28_5 |  |  | Corrective Maintenance 1 | NO - Don't Return | € | EUR | 1 | 0 | efd75fc0-334d-4b2f-af00-1a206c2e657a | 577.51
43-104000.01 | MVPS-xxxx-S2-1x | A4 SOC00 | MIXO dummy module | -X660 | Others |  |  |  | Corrective Maintenance 1 | NO - Don't Return | € | EUR | 1 | 0 | 4f9145b0-20e7-4be6-8905-26b75e9b6001 | 1.74
43-107000.01 | MVPS-xxxx-S2-1x | A4 SOC00 | clutch housing, size 104.27 1xM32 top | -X660 | Connectors / Plugs / Terminals |  |  |  | Corrective Maintenance 1 | NO - Don't Return | € | EUR | 9 | 0 | 06305deb-3c43-45a9-9f71-ac9fe38f6ec8 | 19.79
43-107100.01 | MVPS-xxxx-S2-1x | A4 SOC00 | holding mobil for 6 modular units | -X660 | Connectors / Plugs / Terminals |  |  |  | Corrective Maintenance 1 | NO - Don't Return | € | EUR | 10 | 0 | 06305deb-3c43-45a9-9f71-ac9fe38f6ec8 | 20.03
43-107200.01 | MVPS-xxxx-S2-1x | A4 SOC00 | plug insert for 1x RJ45 and 4x male pin | -X660 | Connectors / Plugs / Terminals |  |  |  | Corrective Maintenance 1 | NO - Don't Return | € | EUR | 11 | 0 | 06305deb-3c43-45a9-9f71-ac9fe38f6ec8 | 6.13
43-107300.01 | MVPS-xxxx-S2-1x | A4 SOC00 | male insert 5-pol 16A 400V 0.14-2.5mm² | -X660 | Connectors / Plugs / Terminals |  |  |  | Corrective Maintenance 1 | NO - Don't Return | € | EUR | 12 | 0 | 06305deb-3c43-45a9-9f71-ac9fe38f6ec8 | 18.89
58-940000.01 | MVPS-xxxx-S2-1x | A4 SOC00 | prefilter Petro-Pipe 1.5 in male fitting | -Oil | MV others | 18_1 |  |  | Corrective Maintenance 1 | NO - Don't Return | € | EUR | 1 | 0 | 9c25c2ce-47c7-41b7-8d4c-df53c179ba21 | 207.9
|  |  |  | +Oil | MV others | 7_1 and 18_1 |  |  | Corrective Maintenance 1 | NO - Don't Return | € | EUR | 1 | 0 | 9c25c2ce-47c7-41b7-8d4c-df53c179ba21 | 207.9
58-940100.01 | MVPS-xxxx-S2-1x | A4 SOC00 | filter cartridge Petro-PIPE blue 1.5 in | +Oil | MV others | 18_1 and 7_0 |  |  |  | NO - Don't Return | € | EUR | 1 | 0 | b8c1a798-fa87-4699-9833-59c3e8ac59f7 | 639.54
58-940200.01 | MVPS-xxxx-S2-1x | A4 SOC00 | filter cartridge Petro-PIPE green 1.5 | +Oil | MV others | 7_1 and 18_1 |  |  | Corrective Maintenance 1 | NO - Don't Return | € | EUR | 1 | 0 | 64d6795a-b254-456d-a868-bca116e1bdf8 | 792.98
[6 empty] | 18_1 and 7_1 |  |  | Corrective Maintenance 1 | NO - Don't Return | € | EUR | 1 | 0 | 64d6795a-b254-456d-a868-bca116e1bdf8 | 792.98
5M0-150-002-001 | MVPS-xxxx-S2-1x | A4 SOC00 | Screw Kit LV busbar MVPS-xxxx-S2-10 |  | Screws / Nuts / Bolts / Washers |  |  |  |  | NO - Don't Return | € | EUR | 1 | 0 | fb04d87a-1b34-4297-920e-3320ca1cac55 | 137.5
5M0-857-001-001 | MVPS-xxxx-S2-1x | A4 SOC00 | oil drain adapter DN31 blind cap set |  | Accessory Kit |  |  |  |  | NO - Don't Return | € | EUR | 14 | 0 |  | 19.9
5M0-857-002-001 | MVPS-xxxx-S2-1x | A4 SOC00 | oil drain adapter DN40 blind cap set |  | Accessory Kit |  |  |  |  | NO - Don't Return | € | EUR | 15 | 0 |  | 19.9
5M0-900-002-001 | MVPS-xxxx-S2-1x | A4 SOC00 | MVPS filter set - dust and storm option |  | Cooling System | 6_1 and 26_1 |  |  |  | NO - Don't Return | € | EUR | 2 | 0 | 3d0df144-098e-4af2-ae93-83acab9364b3 | 120
60-108600.01 | MVPS-xxxx-S2-1x | A4 SOC00 | relay socket with screw terminal BU | -K17 | MV others | 22_3 |  |  |  | NO - Don't Return | € | EUR | 1 | 0 | b23188de-615d-4cf6-80c3-71d32f651b25 | 6.36
61-118316 | MVPS-xxxx-S2-1x | A4 SOC00 | miniature circuit-breaker 3-pole C16A |  | Power Contactor/Switches/Breaker |  |  |  |  | NO - Don't Return | € | EUR | 1 | 0 | 73bd67d8-4731-4e84-ad55-57dbc5c51bc2 | 29.5
61-128110 | MVPS-xxxx-S2-1x | A4 SOC00 | miniature circuit-breaker 1-pole C10A | -F50 | MV others | 4_3 |  |  | Corrective Maintenance 2 | NO - Don't Return | € | EUR | 1 | 0 | 8e1baf51-47dc-4925-8c39-0409235e9f54 | 18.15
61-128121 | MVPS-xxxx-S2-1x | A4 SOC00 | miniature circuit-breaker 1-pole C16A |  | Power Contactor/Switches/Breaker | 22_3 |  |  |  | NO - Don't Return | € | EUR | 1 | 0 | ae1aabd4-5cbe-4dd6-a96a-770fc7c634e3 | 15.8
[6 empty] | 28_4 or 28_5 |  |  |  | NO - Don't Return | € | EUR | 1 | 0 | ae1aabd4-5cbe-4dd6-a96a-770fc7c634e3 | 15.8
|  |  |  | -F32 | Power Contactor/Switches/Breaker |  |  |  |  | NO - Don't Return | € | EUR | 1 | 0 | ae1aabd4-5cbe-4dd6-a96a-770fc7c634e3 | 15.8
|  |  |  | -F36 | Power Contactor/Switches/Breaker | 28_1 or 28_2 or 28_3 |  |  |  | NO - Don't Return | € | EUR | 1 | 0 | ae1aabd4-5cbe-4dd6-a96a-770fc7c634e3 | 15.8
|  |  |  | -F50 | Power Contactor/Switches/Breaker | 4_2 |  |  |  | NO - Don't Return | € | EUR | 1 | 0 | ae1aabd4-5cbe-4dd6-a96a-770fc7c634e3 | 15.8
|  |  |  | customization | Power Contactor/Switches/Breaker |  |  |  |  | NO - Don't Return | € | EUR | 1 | 0 | ae1aabd4-5cbe-4dd6-a96a-770fc7c634e3 | 15.8
65-05066 | MVPS-xxxx-S2-1x | A4 SOC00 | fan heater 1000W CS 032 | -U1 ; -U2 | Cabinet Heating | 4_2 |  |  | Corrective Maintenance 1 | NO - Don't Return | € | EUR | 1 | 0 | d1822a60-1856-45ae-9575-abc3191109d7 | 511.84
65-05150 | MVPS-xxxx-S2-1x | A4 SOC00 | mechanical hygrostat 1x C/O 20-250VAC | -Q1 | Others | 4_2 |  |  | Corrective Maintenance 1 | NO - Don't Return | € | EUR | 1 | 0 | 1ddeb084-1a7e-4294-9e4b-b727d230b807 | 105.6
65-171800.01 | MVPS-xxxx-S2-1x | A4 SOC00 | replacement dirt filter for Petro-Pipe® | +Oil | MV others |  |  |  | Corrective Maintenance 1 | NO - Don't Return | € | EUR | 1 | 0 | 7339a4fc-8d11-4e58-8a1e-d60a62333ef1 | 25.19
65-240000.01 | MVPS-xxxx-S2-1x | A4 SOC00 | thermostat mechanical 230VAC 4-pol. | -U3 ; -U5 | MV others | 4_3 |  |  |  | NO - Don't Return | € | EUR | 1 | 0 | 67ff02e8-0439-464b-bb67-0777b6aefb22 | 74.8
66-0832000.02 | MVPS-xxxx-S2-1x | A4 SOC00 | hose screw connection M20x1.5 PA6 BK | +MVT | MV others |  |  |  |  | NO - Don't Return | € | EUR | 1 | 0 | ecb62a3c-be9a-4dc4-9d73-05595e523d83 | 1.87
80-108500.01 | MVPS-xxxx-S2-1x | A4 SOC00 | spring washer DIN6796-12-A2 | -Busway | Screws / Nuts / Bolts / Washers |  |  |  | Corrective Maintenance 1 | NO - Don't Return | € | EUR | 1 | 0 | f65506fe-b60c-4927-a83f-a9fbc8851c03 | 0.29
80-108700.01 | MVPS-xxxx-S2-1x | A4 SOC00 | washer 12.5 ~ISO7089-A2-70 | -Busway | Screws / Nuts / Bolts / Washers |  |  |  | Corrective Maintenance 1 | NO - Don't Return | € | EUR | 1 | 0 | 649f6102-7cc3-46ed-9fa4-eeeb9bf8d292 | 1.22
80-123000.01 | MVPS-xxxx-S2-1x | A4 SOC00 | hexagon nut ISO4032-M12-A2-70-SLC | -Busway | Screws / Nuts / Bolts / Washers |  |  |  |  | NO - Don't Return | € | EUR | 1 | 0 | e8baa630-0e31-4419-94d4-ce7fb0f0f63a | 0.16
87-8624 | MVPS-xxxx-S2-1x | A4 SOC00 | USB-cable 2.0A-plug/USB-Mini-plug | IKI35 | Cable / Wires / Busbars |  |  |  |  | NO - Don't Return | € | EUR | 1 | 0 | bff5c9aa-0149-49a7-829b-48938ec0e096 | 12.5

## Inverter Spare
Plant Size
[12 empty] | 1 |  | 5 |  | 10 |  | 30 |  | 50 |  | 100
Category | Material Number | Description | Power Interrupt | Option | Changed By | Size | Gross/Net Weight | Customs Tariff Number | Country of Origin | Price | Currency | Amount | Calculated Price | Amount | Calculated Price | Amount | Calculated Price | Amount | Calculated Price | Amount | Calculated Price | Amount | Calculated Price
Others | 04-1510 | Toroidal core Vitroperm 500F 40x32x15mm | No impact on performance (C) | (36_4 OR 36_5) AND not 42_2 | Corrective Maintenance 1 | H 0.02m x L 0.04m x W 0.03m | 36.00g / 36.00g | 85049011 | CN | 15.29 | EUR | 0 | 0 | 0 | 0 | 0 | 0 | 0 | 0 | 1 | 15.29 | 2 | 30.58
Others | 04-1510 | Toroidal core Vitroperm 500F 40x32x15mm | No impact on performance (C) | (not 13_0 AND 40_0) OR (not 26_0 AND not 8_FR) | Corrective Maintenance 1 | H 0.02m x L 0.04m x W 0.03m | 36.00g / 36.00g | 85049011 | CN | 15.29 | EUR | 0 | 0 | 0 | 0 | 0 | 0 | 0 | 0 | 1 | 15.29 | 2 | 30.58
Others | 04-1510 | Toroidal core Vitroperm 500F 40x32x15mm | No impact on performance (C) | 36_4 OR 36_5 OR 36_6 | Corrective Maintenance 1 | H 0.02m x L 0.04m x W 0.03m | 36.00g / 36.00g | 85049011 | CN | 15.29 | EUR | 0 | 0 | 0 | 0 | 0 | 0 | 0 | 0 | 1 | 15.29 | 2 | 30.58
Others | 04-1510 | Toroidal core Vitroperm 500F 40x32x15mm | No impact on performance (C) | not 13_0 AND not 42_2 | Corrective Maintenance 1 | H 0.02m x L 0.04m x W 0.03m | 36.00g / 36.00g | 85049011 | CN | 15.29 | EUR | 0 | 0 | 0 | 0 | 0 | 0 | 0 | 0 | 1 | 15.29 | 2 | 30.58
Electrical Components | 100493-00.01 | EMI filter 110V/250VAC 36A | Partial outage (B) | not 13_0 OR 36_4 OR 36_5 OR 36_6 | Corrective Maintenance 1 | H 0.05m x L 0.15m x W 0.05m | 790.00g / 790.00g | 85480090 | DE | 104.63 | EUR | 0 | 0 | 0 | 0 | 0 | 0 | 0 | 0 | 1 | 104.63 | 2 | 209.26
Power Contactor/Switches/Breaker | 100841-00.01 | line circuit breaker 3-pol C20A | Partial outage (B) | 25_0 OR 25_1 | Corrective Maintenance 1 | H 9.00cm x L 7.60cm x W 5.40cm | 468.00g / 468.00g | 85362090 | DE | 56.07 | EUR | 1 | 56.07 | 1 | 56.07 | 2 | 112.14 | 2 | 112.14 | 2 | 112.14 | 5 | 280.35
Power Contactor/Switches/Breaker | 100957-00.01 | auxiliary current switch 1NO 1NC 100mA | Partial outage (B) | 25_0 OR 25_1 | Corrective Maintenance 1 | H 0.02m x L 0.10m x W 0.09m | 0.06kg / 0.06kg | 85365019 | DE | 30.07 | EUR | 1 | 30.07 | 1 | 30.07 | 2 | 60.14 | 2 | 60.14 | 2 | 60.14 | 5 | 150.35
Overvoltage Protection | 10-12025500.01 | 1500V 20kA surge arrester | No impact on performance (C) | (25_1 OR 25_3) AND 14_1 | Corrective Maintenance 1 | H 7.90cm x L 8.70cm x W 7.90cm | 0.95kg / 0.95kg | 85363090 | GR | 140.80 | EUR | 2 | 281.6 | 2 | 281.6 | 3 | 422.4 | 5 | 704 | 5 | 704 | 10 | 1408
Overvoltage Protection | 10-130055600.01 | 1000V 20kA surge arrester | No impact on performance (C) | (25_1 OR 25_3) AND 14_1 | Corrective Maintenance 1 | H 7.90cm x L 8.70cm x W 7.90cm | 1.03kg / 1.03kg | 85354000 | DE | 125.93 | EUR | 2 | 251.86 | 2 | 251.86 | 4 | 503.72 | 4 | 503.72 | 6 | 755.58 | 10 | 1259.3
Housing / Cabinet | 101460-00.01 | busbar bushing | No impact on performance (C) |  | Corrective Maintenance 1 | H 0.15m x L 0.77m x W 0.53m | 12.79kg / 12.79kg | 73269098 | HU | 908.27 | EUR | 0 | 0 | 0 | 0 | 0 | 0 | 1 | 908.27 | 1 | 908.27 | 1 | 908.27
Fuses | 101815-00.01 | LV/HRC fuse screwable 200A 3L gPV | Partial outage (B) | 25_3 AND 3_1 AND 4_6 AND 2_1 | Corrective Maintenance 1 | H 0.21m x L 0.07m x W 0.08m | 2.00kg / 2.00kg | 85351000 | DE | 120.80 | EUR | 4 | 483.2 | 8 | 966.4 | 12 | 1449.6 | 24 | 2899.2 | 30 | 3624 | 40 | 4832
Fuses | 101815-00.01 | LV/HRC fuse screwable 200A 3L gPV | Partial outage (B) | 25_3 AND 3_1 AND 4_8 | Corrective Maintenance 1 | H 0.21m x L 0.07m x W 0.08m | 2.00kg / 2.00kg | 85351000 | DE | 120.80 | EUR | 4 | 483.2 | 8 | 966.4 | 12 | 1449.6 | 24 | 2899.2 | 30 | 3624 | 40 | 4832
Fuses | 101815-00.01 | LV/HRC fuse screwable 200A 3L gPV | Partial outage (B) | 25_3 AND 3_1 AND 4_9 AND 2_1 | Corrective Maintenance 1 | H 0.21m x L 0.07m x W 0.08m | 2.00kg / 2.00kg | 85351000 | DE | 120.80 | EUR | 4 | 483.2 | 8 | 966.4 | 12 | 1449.6 | 24 | 2899.2 | 30 | 3624 | 40 | 4832
Fuses | 101815-00.01 | LV/HRC fuse screwable 200A 3L gPV | Partial outage (B) | 25_3 AND 3_1 AND 4_E | Corrective Maintenance 1 | H 0.21m x L 0.07m x W 0.08m | 2.00kg / 2.00kg | 85351000 | DE | 120.80 | EUR | 4 | 483.2 | 8 | 966.4 | 12 | 1449.6 | 24 | 2899.2 | 30 | 3624 | 40 | 4832
Fuses | 101815-00.01 | LV/HRC fuse screwable 200A 3L gPV | Partial outage (B) | 3_1 AND (4_C OR 4_D) | Corrective Maintenance 1 | H 0.21m x L 0.07m x W 0.08m | 2.00kg / 2.00kg | 85351000 | DE | 120.80 | EUR | 4 | 483.2 | 8 | 966.4 | 12 | 1449.6 | 24 | 2899.2 | 30 | 3624 | 40 | 4832
Fuses | 101815-00.01 | LV/HRC fuse screwable 200A 3L gPV | Partial outage (B) | 3_1 AND 4_3 AND 2_1 AND (25_1 OR 25_3) | Corrective Maintenance 1 | H 0.21m x L 0.07m x W 0.08m | 2.00kg / 2.00kg | 85351000 | DE | 120.80 | EUR | 4 | 483.2 | 8 | 966.4 | 12 | 1449.6 | 24 | 2899.2 | 30 | 3624 | 40 | 4832
Fuses | 101815-00.01 | LV/HRC fuse screwable 200A 3L gPV | Partial outage (B) | 3_1 AND 4_3 AND 2_2 AND (25_1 OR 25_3) | Corrective Maintenance 1 | H 0.21m x L 0.07m x W 0.08m | 2.00kg / 2.00kg | 85351000 | DE | 120.80 | EUR | 4 | 483.2 | 8 | 966.4 | 12 | 1449.6 | 24 | 2899.2 | 30 | 3624 | 40 | 4832
Fuses | 101815-00.01 | LV/HRC fuse screwable 200A 3L gPV | Partial outage (B) | 3_1 AND 4_5 AND 2_1 AND (25_1 OR 25_3) | Corrective Maintenance 1 | H 0.21m x L 0.07m x W 0.08m | 2.00kg / 2.00kg | 85351000 | DE | 120.80 | EUR | 4 | 483.2 | 8 | 966.4 | 12 | 1449.6 | 24 | 2899.2 | 30 | 3624 | 40 | 4832
Fuses | 101815-00.01 | LV/HRC fuse screwable 200A 3L gPV | Partial outage (B) | 3_1 AND 4_5 AND 2_2 AND (25_1 OR 25_3) | Corrective Maintenance 1 | H 0.21m x L 0.07m x W 0.08m | 2.00kg / 2.00kg | 85351000 | DE | 120.80 | EUR | 4 | 483.2 | 8 | 966.4 | 12 | 1449.6 | 24 | 2899.2 | 30 | 3624 | 40 | 4832
Fuses | 101815-00.01 | LV/HRC fuse screwable 200A 3L gPV | Partial outage (B) | 3_1 AND 4_A AND 2_1 AND (25_1 OR 25_3) | Corrective Maintenance 1 | H 0.21m x L 0.07m x W 0.08m | 2.00kg / 2.00kg | 85351000 | DE | 120.80 | EUR | 4 | 483.2 | 8 | 966.4 | 12 | 1449.6 | 24 | 2899.2 | 30 | 3624 | 40 | 4832
Fuses | 101815-00.01 | LV/HRC fuse screwable 200A 3L gPV | Partial outage (B) | 3_1 AND 4_B AND 2_1 AND (25_1 OR 25_3) | Corrective Maintenance 1 | H 0.21m x L 0.07m x W 0.08m | 2.00kg / 2.00kg | 85351000 | DE | 120.80 | EUR | 4 | 483.2 | 8 | 966.4 | 12 | 1449.6 | 24 | 2899.2 | 30 | 3624 | 40 | 4832
Fuses | 101815-00.01 | LV/HRC fuse screwable 200A 3L gPV | Partial outage (B) | 4_7 AND 3_1 AND 25_3 | Corrective Maintenance 1 | H 0.21m x L 0.07m x W 0.08m | 2.00kg / 2.00kg | 85351000 | DE | 120.80 | EUR | 4 | 483.2 | 8 | 966.4 | 12 | 1449.6 | 24 | 2899.2 | 30 | 3624 | 40 | 4832
Fuses | 101821-00.01 | LV/HRC fuse screwable 250A 3L gPV | Partial outage (B) | 25_3 AND 3_2 AND 4_6 AND 2_1 | Corrective Maintenance 1 | H 0.21m x L 0.07m x W 0.08m | 2.00kg / 2.00kg | 85351000 | DE | 125.00 | EUR | 4 | 500 | 8 | 1000 | 12 | 1500 | 24 | 3000 | 30 | 3750 | 40 | 5000
Fuses | 101821-00.01 | LV/HRC fuse screwable 250A 3L gPV | Partial outage (B) | 25_3 AND 3_2 AND 4_8 | Corrective Maintenance 1 | H 0.21m x L 0.07m x W 0.08m | 2.00kg / 2.00kg | 85351000 | DE | 125.00 | EUR | 4 | 500 | 8 | 1000 | 12 | 1500 | 24 | 3000 | 30 | 3750 | 40 | 5000
Fuses | 101821-00.01 | LV/HRC fuse screwable 250A 3L gPV | Partial outage (B) | 25_3 AND 3_2 AND 4_9 AND 2_1 | Corrective Maintenance 1 | H 0.21m x L 0.07m x W 0.08m | 2.00kg / 2.00kg | 85351000 | DE | 125.00 | EUR | 4 | 500 | 8 | 1000 | 12 | 1500 | 24 | 3000 | 30 | 3750 | 40 | 5000
Fuses | 101821-00.01 | LV/HRC fuse screwable 250A 3L gPV | Partial outage (B) | 25_3 AND 3_2 AND 4_E | Corrective Maintenance 1 | H 0.21m x L 0.07m x W 0.08m | 2.00kg / 2.00kg | 85351000 | DE | 125.00 | EUR | 4 | 500 | 8 | 1000 | 12 | 1500 | 24 | 3000 | 30 | 3750 | 40 | 5000
Fuses | 101821-00.01 | LV/HRC fuse screwable 250A 3L gPV | Partial outage (B) | 3_2 AND (4_C OR 4_D) | Corrective Maintenance 1 | H 0.21m x L 0.07m x W 0.08m | 2.00kg / 2.00kg | 85351000 | DE | 125.00 | EUR | 4 | 500 | 8 | 1000 | 12 | 1500 | 24 | 3000 | 30 | 3750 | 40 | 5000
Fuses | 101821-00.01 | LV/HRC fuse screwable 250A 3L gPV | Partial outage (B) | 3_2 AND 4_3 AND 2_1 AND (25_1 OR 25_3) | Corrective Maintenance 1 | H 0.21m x L 0.07m x W 0.08m | 2.00kg / 2.00kg | 85351000 | DE | 125.00 | EUR | 4 | 500 | 8 | 1000 | 12 | 1500 | 24 | 3000 | 30 | 3750 | 40 | 5000
Fuses | 101821-00.01 | LV/HRC fuse screwable 250A 3L gPV | Partial outage (B) | 3_2 AND 4_3 AND 2_2 AND (25_1 OR 25_3) | Corrective Maintenance 1 | H 0.21m x L 0.07m x W 0.08m | 2.00kg / 2.00kg | 85351000 | DE | 125.00 | EUR | 4 | 500 | 8 | 1000 | 12 | 1500 | 24 | 3000 | 30 | 3750 | 40 | 5000
Fuses | 101821-00.01 | LV/HRC fuse screwable 250A 3L gPV | Partial outage (B) | 3_2 AND 4_5 AND 2_1 AND (25_1 OR 25_3) | Corrective Maintenance 1 | H 0.21m x L 0.07m x W 0.08m | 2.00kg / 2.00kg | 85351000 | DE | 125.00 | EUR | 4 | 500 | 8 | 1000 | 12 | 1500 | 24 | 3000 | 30 | 3750 | 40 | 5000
Fuses | 101821-00.01 | LV/HRC fuse screwable 250A 3L gPV | Partial outage (B) | 3_2 AND 4_5 AND 2_2 AND (25_1 OR 25_3) | Corrective Maintenance 1 | H 0.21m x L 0.07m x W 0.08m | 2.00kg / 2.00kg | 85351000 | DE | 125.00 | EUR | 4 | 500 | 8 | 1000 | 12 | 1500 | 24 | 3000 | 30 | 3750 | 40 | 5000
Fuses | 101821-00.01 | LV/HRC fuse screwable 250A 3L gPV | Partial outage (B) | 3_2 AND 4_A AND 2_1 AND (25_1 OR 25_3) | Corrective Maintenance 1 | H 0.21m x L 0.07m x W 0.08m | 2.00kg / 2.00kg | 85351000 | DE | 125.00 | EUR | 4 | 500 | 8 | 1000 | 12 | 1500 | 24 | 3000 | 30 | 3750 | 40 | 5000
Fuses | 101821-00.01 | LV/HRC fuse screwable 250A 3L gPV | Partial outage (B) | 3_2 AND 4_B AND 2_1 AND (25_1 OR 25_3) | Corrective Maintenance 1 | H 0.21m x L 0.07m x W 0.08m | 2.00kg / 2.00kg | 85351000 | DE | 125.00 | EUR | 4 | 500 | 8 | 1000 | 12 | 1500 | 24 | 3000 | 30 | 3750 | 40 | 5000
Fuses | 101821-00.01 | LV/HRC fuse screwable 250A 3L gPV | Partial outage (B) | 4_7 AND 3_2 AND 25_3 | Corrective Maintenance 1 | H 0.21m x L 0.07m x W 0.08m | 2.00kg / 2.00kg | 85351000 | DE | 125.00 | EUR | 4 | 500 | 8 | 1000 | 12 | 1500 | 24 | 3000 | 30 | 3750 | 40 | 5000
Fuses | 101829-00.01 | LV/HRC fuse screwable 315A 3L gPV | Partial outage (B) | 25_3 AND 3_3 AND 4_6 AND 2_1 | Corrective Maintenance 1 | H 0.21m x L 0.07m x W 0.08m | 2.00kg / 2.00kg | 85351000 | DE | 185.00 | EUR | 4 | 740 | 8 | 1480 | 12 | 2220 | 24 | 4440 | 30 | 5550 | 40 | 7400
Fuses | 101829-00.01 | LV/HRC fuse screwable 315A 3L gPV | Partial outage (B) | 25_3 AND 3_3 AND 4_8 | Corrective Maintenance 1 | H 0.21m x L 0.07m x W 0.08m | 2.00kg / 2.00kg | 85351000 | DE | 185.00 | EUR | 4 | 740 | 8 | 1480 | 12 | 2220 | 24 | 4440 | 30 | 5550 | 40 | 7400
Fuses | 101829-00.01 | LV/HRC fuse screwable 315A 3L gPV | Partial outage (B) | 25_3 AND 3_3 AND 4_9 AND 2_1 | Corrective Maintenance 1 | H 0.21m x L 0.07m x W 0.08m | 2.00kg / 2.00kg | 85351000 | DE | 185.00 | EUR | 4 | 740 | 8 | 1480 | 12 | 2220 | 24 | 4440 | 30 | 5550 | 40 | 7400
Fuses | 101829-00.01 | LV/HRC fuse screwable 315A 3L gPV | Partial outage (B) | 25_3 AND 3_3 AND 4_E | Corrective Maintenance 1 | H 0.21m x L 0.07m x W 0.08m | 2.00kg / 2.00kg | 85351000 | DE | 185.00 | EUR | 4 | 740 | 8 | 1480 | 12 | 2220 | 24 | 4440 | 30 | 5550 | 40 | 7400
Fuses | 101829-00.01 | LV/HRC fuse screwable 315A 3L gPV | Partial outage (B) | 3_3 AND (4_C OR 4_D) | Corrective Maintenance 1 | H 0.21m x L 0.07m x W 0.08m | 2.00kg / 2.00kg | 85351000 | DE | 185.00 | EUR | 4 | 740 | 8 | 1480 | 12 | 2220 | 24 | 4440 | 30 | 5550 | 40 | 7400
Fuses | 101829-00.01 | LV/HRC fuse screwable 315A 3L gPV | Partial outage (B) | 3_3 AND 4_3 AND 2_1 AND (25_1 OR 25_3) | Corrective Maintenance 1 | H 0.21m x L 0.07m x W 0.08m | 2.00kg / 2.00kg | 85351000 | DE | 185.00 | EUR | 4 | 740 | 8 | 1480 | 12 | 2220 | 24 | 4440 | 30 | 5550 | 40 | 7400
Fuses | 101829-00.01 | LV/HRC fuse screwable 315A 3L gPV | Partial outage (B) | 3_3 AND 4_3 AND 2_2 AND (25_1 OR 25_3) | Corrective Maintenance 1 | H 0.21m x L 0.07m x W 0.08m | 2.00kg / 2.00kg | 85351000 | DE | 185.00 | EUR | 4 | 740 | 8 | 1480 | 12 | 2220 | 24 | 4440 | 30 | 5550 | 40 | 7400
Fuses | 101829-00.01 | LV/HRC fuse screwable 315A 3L gPV | Partial outage (B) | 3_3 AND 4_5 AND 2_1 AND (25_1 OR 25_3) | Corrective Maintenance 1 | H 0.21m x L 0.07m x W 0.08m | 2.00kg / 2.00kg | 85351000 | DE | 185.00 | EUR | 4 | 740 | 8 | 1480 | 12 | 2220 | 24 | 4440 | 30 | 5550 | 40 | 7400
Fuses | 101829-00.01 | LV/HRC fuse screwable 315A 3L gPV | Partial outage (B) | 3_3 AND 4_5 AND 2_2 AND (25_1 OR 25_3) | Corrective Maintenance 1 | H 0.21m x L 0.07m x W 0.08m | 2.00kg / 2.00kg | 85351000 | DE | 185.00 | EUR | 4 | 740 | 8 | 1480 | 12 | 2220 | 24 | 4440 | 30 | 5550 | 40 | 7400
Fuses | 101829-00.01 | LV/HRC fuse screwable 315A 3L gPV | Partial outage (B) | 3_3 AND 4_A AND 2_1 AND (25_1 OR 25_3) | Corrective Maintenance 1 | H 0.21m x L 0.07m x W 0.08m | 2.00kg / 2.00kg | 85351000 | DE | 185.00 | EUR | 4 | 740 | 8 | 1480 | 12 | 2220 | 24 | 4440 | 30 | 5550 | 40 | 7400
Fuses | 101829-00.01 | LV/HRC fuse screwable 315A 3L gPV | Partial outage (B) | 3_3 AND 4_B AND 2_1 AND (25_1 OR 25_3) | Corrective Maintenance 1 | H 0.21m x L 0.07m x W 0.08m | 2.00kg / 2.00kg | 85351000 | DE | 185.00 | EUR | 4 | 740 | 8 | 1480 | 12 | 2220 | 24 | 4440 | 30 | 5550 | 40 | 7400
Fuses | 101829-00.01 | LV/HRC fuse screwable 315A 3L gPV | Partial outage (B) | 4_7 AND 3_3 AND 25_3 | Corrective Maintenance 1 | H 0.21m x L 0.07m x W 0.08m | 2.00kg / 2.00kg | 85351000 | DE | 185.00 | EUR | 4 | 740 | 8 | 1480 | 12 | 2220 | 24 | 4440 | 30 | 5550 | 40 | 7400
Fuses | 101834-00.01 | LV/HRC fuse screwable 350A 3L gPV | Partial outage (B) | 25_3 AND 3_4 AND 4_6 AND 2_1 | Corrective Maintenance 1 | H 0.21m x L 0.07m x W 0.08m | 2.00kg / 2.00kg | 85351000 | DE | 134.65 | EUR | 4 | 538.6 | 8 | 1077.2 | 12 | 1615.8 | 24 | 3231.6 | 30 | 4039.5 | 40 | 5386
Fuses | 101834-00.01 | LV/HRC fuse screwable 350A 3L gPV | Partial outage (B) | 25_3 AND 3_4 AND 4_8 | Corrective Maintenance 1 | H 0.21m x L 0.07m x W 0.08m | 2.00kg / 2.00kg | 85351000 | DE | 134.65 | EUR | 4 | 538.6 | 8 | 1077.2 | 12 | 1615.8 | 24 | 3231.6 | 30 | 4039.5 | 40 | 5386
Fuses | 101834-00.01 | LV/HRC fuse screwable 350A 3L gPV | Partial outage (B) | 25_3 AND 3_4 AND 4_9 AND 2_1 | Corrective Maintenance 1 | H 0.21m x L 0.07m x W 0.08m | 2.00kg / 2.00kg | 85351000 | DE | 134.65 | EUR | 4 | 538.6 | 8 | 1077.2 | 12 | 1615.8 | 24 | 3231.6 | 30 | 4039.5 | 40 | 5386
Fuses | 101834-00.01 | LV/HRC fuse screwable 350A 3L gPV | Partial outage (B) | 25_3 AND 3_4 AND 4_E | Corrective Maintenance 1 | H 0.21m x L 0.07m x W 0.08m | 2.00kg / 2.00kg | 85351000 | DE | 134.65 | EUR | 4 | 538.6 | 8 | 1077.2 | 12 | 1615.8 | 24 | 3231.6 | 30 | 4039.5 | 40 | 5386
Fuses | 101834-00.01 | LV/HRC fuse screwable 350A 3L gPV | Partial outage (B) | 3_4 AND (4_C OR 4_D) | Corrective Maintenance 1 | H 0.21m x L 0.07m x W 0.08m | 2.00kg / 2.00kg | 85351000 | DE | 134.65 | EUR | 4 | 538.6 | 8 | 1077.2 | 12 | 1615.8 | 24 | 3231.6 | 30 | 4039.5 | 40 | 5386
Fuses | 101834-00.01 | LV/HRC fuse screwable 350A 3L gPV | Partial outage (B) | 3_4 AND 4_3 AND 2_1 AND (25_1 OR 25_3) | Corrective Maintenance 1 | H 0.21m x L 0.07m x W 0.08m | 2.00kg / 2.00kg | 85351000 | DE | 134.65 | EUR | 4 | 538.6 | 8 | 1077.2 | 12 | 1615.8 | 24 | 3231.6 | 30 | 4039.5 | 40 | 5386
Fuses | 101834-00.01 | LV/HRC fuse screwable 350A 3L gPV | Partial outage (B) | 3_4 AND 4_3 AND 2_2 AND (25_1 OR 25_3) | Corrective Maintenance 1 | H 0.21m x L 0.07m x W 0.08m | 2.00kg / 2.00kg | 85351000 | DE | 134.65 | EUR | 4 | 538.6 | 8 | 1077.2 | 12 | 1615.8 | 24 | 3231.6 | 30 | 4039.5 | 40 | 5386
Fuses | 101834-00.01 | LV/HRC fuse screwable 350A 3L gPV | Partial outage (B) | 3_4 AND 4_5 AND 2_1 AND (25_1 OR 25_3) | Corrective Maintenance 1 | H 0.21m x L 0.07m x W 0.08m | 2.00kg / 2.00kg | 85351000 | DE | 134.65 | EUR | 4 | 538.6 | 8 | 1077.2 | 12 | 1615.8 | 24 | 3231.6 | 30 | 4039.5 | 40 | 5386
Fuses | 101834-00.01 | LV/HRC fuse screwable 350A 3L gPV | Partial outage (B) | 3_4 AND 4_5 AND 2_2 AND (25_1 OR 25_3) | Corrective Maintenance 1 | H 0.21m x L 0.07m x W 0.08m | 2.00kg / 2.00kg | 85351000 | DE | 134.65 | EUR | 4 | 538.6 | 8 | 1077.2 | 12 | 1615.8 | 24 | 3231.6 | 30 | 4039.5 | 40 | 5386
Fuses | 101834-00.01 | LV/HRC fuse screwable 350A 3L gPV | Partial outage (B) | 3_4 AND 4_A AND 2_1 AND (25_1 OR 25_3) | Corrective Maintenance 1 | H 0.21m x L 0.07m x W 0.08m | 2.00kg / 2.00kg | 85351000 | DE | 134.65 | EUR | 4 | 538.6 | 8 | 1077.2 | 12 | 1615.8 | 24 | 3231.6 | 30 | 4039.5 | 40 | 5386
Fuses | 101834-00.01 | LV/HRC fuse screwable 350A 3L gPV | Partial outage (B) | 3_4 AND 4_B AND 2_1 AND (25_1 OR 25_3) | Corrective Maintenance 1 | H 0.21m x L 0.07m x W 0.08m | 2.00kg / 2.00kg | 85351000 | DE | 134.65 | EUR | 4 | 538.6 | 8 | 1077.2 | 12 | 1615.8 | 24 | 3231.6 | 30 | 4039.5 | 40 | 5386
Fuses | 101834-00.01 | LV/HRC fuse screwable 350A 3L gPV | Partial outage (B) | 4_7 AND 3_4 AND 25_3 | Corrective Maintenance 1 | H 0.21m x L 0.07m x W 0.08m | 2.00kg / 2.00kg | 85351000 | DE | 134.65 | EUR | 4 | 538.6 | 8 | 1077.2 | 12 | 1615.8 | 24 | 3231.6 | 30 | 4039.5 | 40 | 5386
Fuses | 101835-00.01 | LV/HRC fuse screwable 400A 3L gPV | Partial outage (B) | 25_3 AND 3_5 AND 4_6 AND 2_1 | Corrective Maintenance 1 | H 0.21m x L 0.07m x W 0.08m | 2.00kg / 2.00kg | 85351000 | DE | 195.00 | EUR | 4 | 780 | 8 | 1560 | 12 | 2340 | 24 | 4680 | 30 | 5850 | 40 | 7800
Fuses | 101835-00.01 | LV/HRC fuse screwable 400A 3L gPV | Partial outage (B) | 25_3 AND 3_5 AND 4_8 | Corrective Maintenance 1 | H 0.21m x L 0.07m x W 0.08m | 2.00kg / 2.00kg | 85351000 | DE | 195.00 | EUR | 4 | 780 | 8 | 1560 | 12 | 2340 | 24 | 4680 | 30 | 5850 | 40 | 7800
Fuses | 101835-00.01 | LV/HRC fuse screwable 400A 3L gPV | Partial outage (B) | 25_3 AND 3_5 AND 4_9 AND 2_1 | Corrective Maintenance 1 | H 0.21m x L 0.07m x W 0.08m | 2.00kg / 2.00kg | 85351000 | DE | 195.00 | EUR | 4 | 780 | 8 | 1560 | 12 | 2340 | 24 | 4680 | 30 | 5850 | 40 | 7800
Fuses | 101835-00.01 | LV/HRC fuse screwable 400A 3L gPV | Partial outage (B) | 25_3 AND 3_5 AND 4_E | Corrective Maintenance 1 | H 0.21m x L 0.07m x W 0.08m | 2.00kg / 2.00kg | 85351000 | DE | 195.00 | EUR | 4 | 780 | 8 | 1560 | 12 | 2340 | 24 | 4680 | 30 | 5850 | 40 | 7800
Fuses | 101835-00.01 | LV/HRC fuse screwable 400A 3L gPV | Partial outage (B) | 3_5 AND (4_C OR 4_D) | Corrective Maintenance 1 | H 0.21m x L 0.07m x W 0.08m | 2.00kg / 2.00kg | 85351000 | DE | 195.00 | EUR | 4 | 780 | 8 | 1560 | 12 | 2340 | 24 | 4680 | 30 | 5850 | 40 | 7800
Fuses | 101835-00.01 | LV/HRC fuse screwable 400A 3L gPV | Partial outage (B) | 3_5 AND 4_3 AND 2_1 AND (25_1 OR 25_3) | Corrective Maintenance 1 | H 0.21m x L 0.07m x W 0.08m | 2.00kg / 2.00kg | 85351000 | DE | 195.00 | EUR | 4 | 780 | 8 | 1560 | 12 | 2340 | 24 | 4680 | 30 | 5850 | 40 | 7800
Fuses | 101835-00.01 | LV/HRC fuse screwable 400A 3L gPV | Partial outage (B) | 3_5 AND 4_3 AND 2_2 AND (25_1 OR 25_3) | Corrective Maintenance 1 | H 0.21m x L 0.07m x W 0.08m | 2.00kg / 2.00kg | 85351000 | DE | 195.00 | EUR | 4 | 780 | 8 | 1560 | 12 | 2340 | 24 | 4680 | 30 | 5850 | 40 | 7800
Fuses | 101835-00.01 | LV/HRC fuse screwable 400A 3L gPV | Partial outage (B) | 3_5 AND 4_5 AND 2_1 AND (25_1 OR 25_3) | Corrective Maintenance 1 | H 0.21m x L 0.07m x W 0.08m | 2.00kg / 2.00kg | 85351000 | DE | 195.00 | EUR | 4 | 780 | 8 | 1560 | 12 | 2340 | 24 | 4680 | 30 | 5850 | 40 | 7800
Fuses | 101835-00.01 | LV/HRC fuse screwable 400A 3L gPV | Partial outage (B) | 3_5 AND 4_5 AND 2_2 AND (25_1 OR 25_3) | Corrective Maintenance 1 | H 0.21m x L 0.07m x W 0.08m | 2.00kg / 2.00kg | 85351000 | DE | 195.00 | EUR | 4 | 780 | 8 | 1560 | 12 | 2340 | 24 | 4680 | 30 | 5850 | 40 | 7800
Fuses | 101835-00.01 | LV/HRC fuse screwable 400A 3L gPV | Partial outage (B) | 3_5 AND 4_A AND 2_1 AND (25_1 OR 25_3) | Corrective Maintenance 1 | H 0.21m x L 0.07m x W 0.08m | 2.00kg / 2.00kg | 85351000 | DE | 195.00 | EUR | 4 | 780 | 8 | 1560 | 12 | 2340 | 24 | 4680 | 30 | 5850 | 40 | 7800
Fuses | 101835-00.01 | LV/HRC fuse screwable 400A 3L gPV | Partial outage (B) | 3_5 AND 4_B AND 2_1 AND (25_1 OR 25_3) | Corrective Maintenance 1 | H 0.21m x L 0.07m x W 0.08m | 2.00kg / 2.00kg | 85351000 | DE | 195.00 | EUR | 4 | 780 | 8 | 1560 | 12 | 2340 | 24 | 4680 | 30 | 5850 | 40 | 7800
Fuses | 101835-00.01 | LV/HRC fuse screwable 400A 3L gPV | Partial outage (B) | 4_7 AND 3_5 AND 25_3 | Corrective Maintenance 1 | H 0.21m x L 0.07m x W 0.08m | 2.00kg / 2.00kg | 85351000 | DE | 195.00 | EUR | 4 | 780 | 8 | 1560 | 12 | 2340 | 24 | 4680 | 30 | 5850 | 40 | 7800
Fuses | 101839-00.01 | LV/HRC fuse screwable 450A 3L gPV | Partial outage (B) | 25_3 AND 3_6 AND 4_6 AND 2_1 | Corrective Maintenance 1 | H 0.21m x L 0.07m x W 0.08m | 2.00kg / 2.00kg | 85351000 | DE | 195.00 | EUR | 4 | 780 | 8 | 1560 | 12 | 2340 | 24 | 4680 | 30 | 5850 | 40 | 7800
Fuses | 101839-00.01 | LV/HRC fuse screwable 450A 3L gPV | Partial outage (B) | 25_3 AND 3_6 AND 4_8 | Corrective Maintenance 1 | H 0.21m x L 0.07m x W 0.08m | 2.00kg / 2.00kg | 85351000 | DE | 195.00 | EUR | 4 | 780 | 8 | 1560 | 12 | 2340 | 24 | 4680 | 30 | 5850 | 40 | 7800
Fuses | 101839-00.01 | LV/HRC fuse screwable 450A 3L gPV | Partial outage (B) | 25_3 AND 3_6 AND 4_9 AND 2_1 | Corrective Maintenance 1 | H 0.21m x L 0.07m x W 0.08m | 2.00kg / 2.00kg | 85351000 | DE | 195.00 | EUR | 4 | 780 | 8 | 1560 | 12 | 2340 | 24 | 4680 | 30 | 5850 | 40 | 7800
Fuses | 101839-00.01 | LV/HRC fuse screwable 450A 3L gPV | Partial outage (B) | 25_3 AND 3_6 AND 4_E | Corrective Maintenance 1 | H 0.21m x L 0.07m x W 0.08m | 2.00kg / 2.00kg | 85351000 | DE | 195.00 | EUR | 4 | 780 | 8 | 1560 | 12 | 2340 | 24 | 4680 | 30 | 5850 | 40 | 7800
Fuses | 101839-00.01 | LV/HRC fuse screwable 450A 3L gPV | Partial outage (B) | 3_6 AND (4_C OR 4_D) | Corrective Maintenance 1 | H 0.21m x L 0.07m x W 0.08m | 2.00kg / 2.00kg | 85351000 | DE | 195.00 | EUR | 4 | 780 | 8 | 1560 | 12 | 2340 | 24 | 4680 | 30 | 5850 | 40 | 7800
Fuses | 101839-00.01 | LV/HRC fuse screwable 450A 3L gPV | Partial outage (B) | 3_6 AND 4_3 AND 2_1 | Corrective Maintenance 1 | H 0.21m x L 0.07m x W 0.08m | 2.00kg / 2.00kg | 85351000 | DE | 195.00 | EUR | 4 | 780 | 8 | 1560 | 12 | 2340 | 24 | 4680 | 30 | 5850 | 40 | 7800
Fuses | 101839-00.01 | LV/HRC fuse screwable 450A 3L gPV | Partial outage (B) | 3_6 AND 4_3 AND 2_2 | Corrective Maintenance 1 | H 0.21m x L 0.07m x W 0.08m | 2.00kg / 2.00kg | 85351000 | DE | 195.00 | EUR | 4 | 780 | 8 | 1560 | 12 | 2340 | 24 | 4680 | 30 | 5850 | 40 | 7800
Fuses | 101839-00.01 | LV/HRC fuse screwable 450A 3L gPV | Partial outage (B) | 3_6 AND 4_5 AND 2_1 | Corrective Maintenance 1 | H 0.21m x L 0.07m x W 0.08m | 2.00kg / 2.00kg | 85351000 | DE | 195.00 | EUR | 4 | 780 | 8 | 1560 | 12 | 2340 | 24 | 4680 | 30 | 5850 | 40 | 7800
Fuses | 101839-00.01 | LV/HRC fuse screwable 450A 3L gPV | Partial outage (B) | 3_6 AND 4_5 AND 2_2 | Corrective Maintenance 1 | H 0.21m x L 0.07m x W 0.08m | 2.00kg / 2.00kg | 85351000 | DE | 195.00 | EUR | 4 | 780 | 8 | 1560 | 12 | 2340 | 24 | 4680 | 30 | 5850 | 40 | 7800
Fuses | 101839-00.01 | LV/HRC fuse screwable 450A 3L gPV | Partial outage (B) | 3_6 AND 4_A AND 2_1 | Corrective Maintenance 1 | H 0.21m x L 0.07m x W 0.08m | 2.00kg / 2.00kg | 85351000 | DE | 195.00 | EUR | 4 | 780 | 8 | 1560 | 12 | 2340 | 24 | 4680 | 30 | 5850 | 40 | 7800
Fuses | 101839-00.01 | LV/HRC fuse screwable 450A 3L gPV | Partial outage (B) | 3_6 AND 4_B AND 2_1 | Corrective Maintenance 1 | H 0.21m x L 0.07m x W 0.08m | 2.00kg / 2.00kg | 85351000 | DE | 195.00 | EUR | 4 | 780 | 8 | 1560 | 12 | 2340 | 24 | 4680 | 30 | 5850 | 40 | 7800
Fuses | 101839-00.01 | LV/HRC fuse screwable 450A 3L gPV | Partial outage (B) | 4_7 AND 3_6 AND 25_3 | Corrective Maintenance 1 | H 0.21m x L 0.07m x W 0.08m | 2.00kg / 2.00kg | 85351000 | DE | 195.00 | EUR | 4 | 780 | 8 | 1560 | 12 | 2340 | 24 | 4680 | 30 | 5850 | 40 | 7800
Fuses | 101846-00.01 | LV/HRC fuse screwable 500A 3L gPV | Partial outage (B) | 25_3 AND 3_7 AND 4_6 AND 2_1 | Corrective Maintenance 1 | H 0.21m x L 0.07m x W 0.08m | 2.00kg / 2.00kg | 85351000 | DE | 209.90 | EUR | 4 | 839.6 | 8 | 1679.2 | 12 | 2518.8 | 24 | 5037.6 | 30 | 6297 | 40 | 8396
Fuses | 101846-00.01 | LV/HRC fuse screwable 500A 3L gPV | Partial outage (B) | 25_3 AND 3_7 AND 4_8 | Corrective Maintenance 1 | H 0.21m x L 0.07m x W 0.08m | 2.00kg / 2.00kg | 85351000 | DE | 209.90 | EUR | 4 | 839.6 | 8 | 1679.2 | 12 | 2518.8 | 24 | 5037.6 | 30 | 6297 | 40 | 8396
Fuses | 101846-00.01 | LV/HRC fuse screwable 500A 3L gPV | Partial outage (B) | 25_3 AND 3_7 AND 4_9 AND 2_1 | Corrective Maintenance 1 | H 0.21m x L 0.07m x W 0.08m | 2.00kg / 2.00kg | 85351000 | DE | 209.90 | EUR | 4 | 839.6 | 8 | 1679.2 | 12 | 2518.8 | 24 | 5037.6 | 30 | 6297 | 40 | 8396
Fuses | 101846-00.01 | LV/HRC fuse screwable 500A 3L gPV | Partial outage (B) | 25_3 AND 3_7 AND 4_E | Corrective Maintenance 1 | H 0.21m x L 0.07m x W 0.08m | 2.00kg / 2.00kg | 85351000 | DE | 209.90 | EUR | 4 | 839.6 | 8 | 1679.2 | 12 | 2518.8 | 24 | 5037.6 | 30 | 6297 | 40 | 8396
Fuses | 101846-00.01 | LV/HRC fuse screwable 500A 3L gPV | Partial outage (B) | 3_7 AND (4_C OR 4_D) | Corrective Maintenance 1 | H 0.21m x L 0.07m x W 0.08m | 2.00kg / 2.00kg | 85351000 | DE | 209.90 | EUR | 4 | 839.6 | 8 | 1679.2 | 12 | 2518.8 | 24 | 5037.6 | 30 | 6297 | 40 | 8396
Fuses | 101846-00.01 | LV/HRC fuse screwable 500A 3L gPV | Partial outage (B) | 3_7 AND 4_3 AND 2_1 | Corrective Maintenance 1 | H 0.21m x L 0.07m x W 0.08m | 2.00kg / 2.00kg | 85351000 | DE | 209.90 | EUR | 4 | 839.6 | 8 | 1679.2 | 12 | 2518.8 | 24 | 5037.6 | 30 | 6297 | 40 | 8396
Fuses | 101846-00.01 | LV/HRC fuse screwable 500A 3L gPV | Partial outage (B) | 3_7 AND 4_3 AND 2_2 | Corrective Maintenance 1 | H 0.21m x L 0.07m x W 0.08m | 2.00kg / 2.00kg | 85351000 | DE | 209.90 | EUR | 4 | 839.6 | 8 | 1679.2 | 12 | 2518.8 | 24 | 5037.6 | 30 | 6297 | 40 | 8396
Fuses | 101846-00.01 | LV/HRC fuse screwable 500A 3L gPV | Partial outage (B) | 3_7 AND 4_5 AND 2_1 | Corrective Maintenance 1 | H 0.21m x L 0.07m x W 0.08m | 2.00kg / 2.00kg | 85351000 | DE | 209.90 | EUR | 4 | 839.6 | 8 | 1679.2 | 12 | 2518.8 | 24 | 5037.6 | 30 | 6297 | 40 | 8396
Fuses | 101846-00.01 | LV/HRC fuse screwable 500A 3L gPV | Partial outage (B) | 3_7 AND 4_5 AND 2_2 | Corrective Maintenance 1 | H 0.21m x L 0.07m x W 0.08m | 2.00kg / 2.00kg | 85351000 | DE | 209.90 | EUR | 4 | 839.6 | 8 | 1679.2 | 12 | 2518.8 | 24 | 5037.6 | 30 | 6297 | 40 | 8396
Fuses | 101846-00.01 | LV/HRC fuse screwable 500A 3L gPV | Partial outage (B) | 3_7 AND 4_A AND 2_1 | Corrective Maintenance 1 | H 0.21m x L 0.07m x W 0.08m | 2.00kg / 2.00kg | 85351000 | DE | 209.90 | EUR | 4 | 839.6 | 8 | 1679.2 | 12 | 2518.8 | 24 | 5037.6 | 30 | 6297 | 40 | 8396
Fuses | 101846-00.01 | LV/HRC fuse screwable 500A 3L gPV | Partial outage (B) | 3_7 AND 4_B AND 2_1 | Corrective Maintenance 1 | H 0.21m x L 0.07m x W 0.08m | 2.00kg / 2.00kg | 85351000 | DE | 209.90 | EUR | 4 | 839.6 | 8 | 1679.2 | 12 | 2518.8 | 24 | 5037.6 | 30 | 6297 | 40 | 8396
Fuses | 101846-00.01 | LV/HRC fuse screwable 500A 3L gPV | Partial outage (B) | 4_7 AND 3_7 AND 25_3 | Corrective Maintenance 1 | H 0.21m x L 0.07m x W 0.08m | 2.00kg / 2.00kg | 85351000 | DE | 209.90 | EUR | 4 | 839.6 | 8 | 1679.2 | 12 | 2518.8 | 24 | 5037.6 | 30 | 6297 | 40 | 8396
Labels | 102723-00.01 | warning label hazardous voltage en | No impact on performance (C) | 7_EN AND not 8_US AND not 8_CA AND not 8_2U | Corrective Maintenance 1 | H 0.05cm x L 8.50cm x W 6.00cm | 620.00mg / 620.00mg | 39199080 | DE | 2.02 | EUR | 10 | 20.2 | 10 | 20.2 | 10 | 20.2 | 10 | 20.2 | 10 | 20.2 | 10 | 20.2
Cable / Wires / Busbars | 102927-00.01 | cable set ANSI 1500V bridge W597 W598 | No impact on performance (C) | 25_3 AND (4_6 OR 4_7 OR 4_8 OR 4_E) | Corrective Maintenance 1 | H 0.06m x L 0.54m x W 0.05m | 1.92kg / 1.92kg | 85446010 | RO | 259.79 | EUR | 1 | 259.79 | 1 | 259.79 | 1 | 259.79 | 1 | 259.79 | 2 | 519.58 | 4 | 1039.16
Power Contactor/Switches/Breaker | 103132-00.01 | motor drive DC circuit breaker | Total outage (A) | 25_1 and (31_0 or 31_2) | Corrective Maintenance 2 | H 20.00cm x L 13.00cm x W 8.00cm | 2.30kg / 2.30kg | 85389099 | TN | 660.28 | EUR | 1 | 660.28 | 1 | 660.28 | 1 | 660.28 | 2 | 1320.56 | 3 | 1980.84 | 5 | 3301.4
Power Contactor/Switches/Breaker | 103132-00.01 | motor drive DC circuit breaker | Total outage (A) | 25_3 and (31_0 or 31_2) | Corrective Maintenance 2 | H 20.00cm x L 13.00cm x W 8.00cm | 2.30kg / 2.30kg | 85389099 | TN | 660.28 | EUR | 1 | 660.28 | 1 | 660.28 | 1 | 660.28 | 2 | 1320.56 | 3 | 1980.84 | 5 | 3301.4
Power Contactor/Switches/Breaker | 103140-00.01 | auxiliary contact 2W 24V DC | Total outage (A) | 25_1 and (31_0 or 31_2) | Corrective Maintenance 1 | H 25.00cm x L 14.50cm x W 4.00cm | 0.20kg / 0.20kg | 85365080 | IT | 29.40 | EUR | 1 | 29.4 | 1 | 29.4 | 1 | 29.4 | 2 | 58.8 | 3 | 88.2 | 5 | 147
Power Contactor/Switches/Breaker | 103140-00.01 | auxiliary contact 2W 24V DC | Total outage (A) | 25_3 and (31_0 or 31_2) | Corrective Maintenance 1 | H 25.00cm x L 14.50cm x W 4.00cm | 0.20kg / 0.20kg | 85365080 | IT | 29.40 | EUR | 1 | 29.4 | 1 | 29.4 | 1 | 29.4 | 2 | 58.8 | 3 | 88.2 | 5 | 147
Cable / Wires / Busbars | 103392-00.02 | cable set ANSI_1500V Q21 DC- MG | No impact on performance (C) | (not 31_2 AND (4_5 OR 4_A OR 4_B) AND 2_1 AND (1_0 OR 1_1 OR 1_2)) OR (not 31_2 AND 4_H AND 46_1) | Corrective Maintenance 1 | H 0.04m x L 1.43m x W 0.07m | 7.16kg / 7.16kg | 85446010 | RO | 855.45 | EUR | 1 | 855.45 | 1 | 855.45 | 1 | 855.45 | 1 | 855.45 | 2 | 1710.9 | 4 | 3421.8
Cable / Wires / Busbars | 103392-00.02 | cable set ANSI_1500V Q21 DC- MG | No impact on performance (C) | not 31_2 AND (4_6 OR 4_7 OR 4_8) AND 25_3 | Corrective Maintenance 1 | H 0.04m x L 1.43m x W 0.07m | 7.16kg / 7.16kg | 85446010 | RO | 855.45 | EUR | 1 | 855.45 | 1 | 855.45 | 1 | 855.45 | 1 | 855.45 | 2 | 1710.9 | 4 | 3421.8
Cable / Wires / Busbars | 103396-00.02 | cable set ANSI_1500V Q22 DC- MG | No impact on performance (C) | ((4_5 OR 4_A OR 4_B) AND 2_1 AND (1_0 OR 1_1 OR 1_2)) OR (4_H AND 46_1) | Corrective Maintenance 1 | H 0.03m x L 1.40m x W 0.06m | 7.31kg / 7.31kg | 85446010 | DE | 894.33 | EUR | 1 | 894.33 | 1 | 894.33 | 1 | 894.33 | 1 | 894.33 | 2 | 1788.66 | 4 | 3577.32
Cable / Wires / Busbars | 103396-00.02 | cable set ANSI_1500V Q22 DC- MG | No impact on performance (C) | 25_3 AND (4_6 OR 4_7 OR 4_8) | Corrective Maintenance 1 | H 0.03m x L 1.40m x W 0.06m | 7.31kg / 7.31kg | 85446010 | DE | 894.33 | EUR | 1 | 894.33 | 1 | 894.33 | 1 | 894.33 | 1 | 894.33 | 2 | 1788.66 | 4 | 3577.32
Cable / Wires / Busbars | 103396-00.02 | cable set ANSI_1500V Q22 DC- MG | No impact on performance (C) | 25_3 AND 4_E | Corrective Maintenance 1 | H 0.03m x L 1.40m x W 0.06m | 7.31kg / 7.31kg | 85446010 | DE | 894.33 | EUR | 1 | 894.33 | 1 | 894.33 | 1 | 894.33 | 1 | 894.33 | 2 | 1788.66 | 4 | 3577.32
Cable / Wires / Busbars | 103396-00.02 | cable set ANSI_1500V Q22 DC- MG | No impact on performance (C) | 4_C | Corrective Maintenance 1 | H 0.03m x L 1.40m x W 0.06m | 7.31kg / 7.31kg | 85446010 | DE | 894.33 | EUR | 1 | 894.33 | 1 | 894.33 | 1 | 894.33 | 1 | 894.33 | 2 | 1788.66 | 4 | 3577.32
Cable / Wires / Busbars | 103398-00.02 | cable set ANSI_1500V Q23 DC- MG | No impact on performance (C) | ((4_5 OR 4_A OR 4_B) AND 2_1 AND (1_0 OR 1_1 OR 1_2)) OR (4_H AND 46_1) | Corrective Maintenance 1 | H 0.04m x L 1.43m x W 0.07m | 6.24g / 6.24g | 85446010 | DE | 784.43 | EUR | 1 | 784.43 | 1 | 784.43 | 1 | 784.43 | 1 | 784.43 | 2 | 1568.86 | 4 | 3137.72
Cable / Wires / Busbars | 103398-00.02 | cable set ANSI_1500V Q23 DC- MG | No impact on performance (C) | 25_3 AND (4_6 OR 4_7 OR 4_8) | Corrective Maintenance 1 | H 0.04m x L 1.43m x W 0.07m | 6.24g / 6.24g | 85446010 | DE | 784.43 | EUR | 1 | 784.43 | 1 | 784.43 | 1 | 784.43 | 1 | 784.43 | 2 | 1568.86 | 4 | 3137.72
Cable / Wires / Busbars | 103497-00.01 | cable set com. string monitoring W927 | No impact on performance (C) | 5_1 AND not 43_0 | Corrective Maintenance 1 |  | 62.00g / 62.00g | 85444290 | RO | 7.73 | EUR | 1 | 7.73 | 1 | 7.73 | 1 | 7.73 | 1 | 7.73 | 2 | 15.46 | 4 | 30.92
Cable / Wires / Busbars | 103500-00.01 | cable set eth.switch, string option 5_2 | No impact on performance (C) | 5_1 AND not 43_0 | Corrective Maintenance 1 |  | 117.00g / 117.00g | 85444290 | RO | 10.68 | EUR | 1 | 10.68 | 1 | 10.68 | 1 | 10.68 | 1 | 10.68 | 2 | 21.36 | 4 | 42.72
Electrical Components | 105060-00.01 | contactor 550VDC 30A 2xNO | Partial outage (B) | 46_0 | Corrective Maintenance 1 | H 11.46cm x L 12.90cm x W 5.70cm | 1.05kg / 1.05kg | 85364900 | DE | 538.62 | EUR | 1 | 538.62 | 1 | 538.62 | 1 | 538.62 | 2 | 1077.24 | 2 | 1077.24 | 3 | 1615.86
Relays | 114023-00.01 | relay module 1xCO 30VAC 50mA -DIN- | Partial outage (B) |  | Corrective Maintenance 1 | H 8.00cm x L 9.40cm x W 0.62cm | 36.20g / 31.30g | 85364900 | DE | 17.80 | EUR | 1 | 17.8 | 1 | 17.8 | 1 | 17.8 | 2 | 35.6 | 4 | 71.2 | 4 | 71.2
Fuses | 114172-00.01 | URS fuse-link 750A NH3L aR | Partial outage (B) | 43_1 or 43_2 | Corrective Maintenance 1 | H 73.00mm x L 208.00mm x W 73.00mm | 2.00kg / 2.00kg | 85351000 | DE | 195.27 | EUR | 2 | 390.54 | 4 | 781.08 | 8 | 1562.16 | 12 | 2343.24 | 24 | 4686.48 | 30 | 5858.1
Fuses | 116301-00.01 | fuse 5A 10x85mm gPV | Total outage (A) |  | Corrective Maintenance 1 | H 0.01m x L 0.09m x W 0.01m | 15.00g / 15.00g | 85351000 | DE | 6.35 | EUR | 10 | 63.5 | 10 | 63.5 | 10 | 63.5 | 10 | 63.5 | 10 | 63.5 | 20 | 127
Connectors / Plugs / Terminals | 116543-00.01 | shunt closing release 220-240V AC/DC | Total outage (A) | 32_0 | Corrective Maintenance 2 | H 13.50cm x L 10.50cm x W 5.50cm | 120.00g / 120.00g | 85389099 | IT | 169.92 | EUR | 1 | 169.92 | 1 | 169.92 | 1 | 169.92 | 2 | 339.84 | 3 | 509.76 | 4 | 679.68
Power Contactor/Switches/Breaker | 116554-00.01 | undervoltage release 24 VAC/DC | Total outage (A) | 32_0 | Corrective Maintenance 2 | H 13.50cm x L 10.50cm x W 5.50cm | 400.00g / 400.00g | 85389099 | IT | 245.00 | EUR | 1 | 245 | 1 | 245 | 1 | 245 | 2 | 490 | 3 | 735 | 4 | 980
Electrical Components | 116556-00.01 | geared motor device 220-250 VAC/DC | Total outage (A) | 32_0 | Corrective Maintenance 2 | H 13.50cm x L 10.50cm x W 5.50cm | 1.00kg / 1.00kg | 85389099 | IT | 732.49 | EUR | 1 | 732.49 | 1 | 732.49 | 1 | 732.49 | 2 | 1464.98 | 3 | 2197.47 | 4 | 2929.96
Overvoltage Protection | 117156-00.01 | 1500VDC 12.5kA surge protection plug | No impact on performance (C) | 43_0 and 30_1 and (25_1 or 25_3) | Corrective Maintenance 1 | H 0.11m x L 0.09m x W 0.09m | 1.03kg / 1.03kg | 85354000 | DE | 182.24 | EUR | 2 | 364.48 | 2 | 364.48 | 3 | 546.72 | 6 | 1093.44 | 12 | 2186.88 | 18 | 3280.32
Overvoltage Protection | 117156-00.01 | 1500VDC 12.5kA surge protection plug | No impact on performance (C) | 43_2 and 30_0 and (25_1 or 25_3) | Corrective Maintenance 1 | H 0.11m x L 0.09m x W 0.09m | 1.03kg / 1.03kg | 85354000 | DE | 182.24 | EUR | 2 | 364.48 | 2 | 364.48 | 3 | 546.72 | 6 | 1093.44 | 12 | 2186.88 | 18 | 3280.32
Overvoltage Protection | 117156-00.01 | 1500VDC 12.5kA surge protection plug | No impact on performance (C) | not 43_0 and 30_0 and (25_1 or 25_3) | Corrective Maintenance 1 | H 0.11m x L 0.09m x W 0.09m | 1.03kg / 1.03kg | 85354000 | DE | 182.24 | EUR | 2 | 364.48 | 2 | 364.48 | 3 | 546.72 | 6 | 1093.44 | 12 | 2186.88 | 18 | 3280.32
Fuses | 119839-00.01 | LV/HRC-fuse link 125A NH2XL aSF | Partial outage (B) | (30_1) OR (46_1) | Corrective Maintenance 1 | H 20.60cm x L 12.40cm x W 6.00cm | 0.50kg / 0.50kg | 85361090 | DE | 132.99 | EUR | 1 | 132.99 | 1 | 132.99 | 1 | 132.99 | 2 | 265.98 | 4 | 531.96 | 6 | 797.94
Fuses | 119839-00.01 | LV/HRC-fuse link 125A NH2XL aSF | Partial outage (B) | 30_0 | Corrective Maintenance 1 | H 20.60cm x L 12.40cm x W 6.00cm | 0.50kg / 0.50kg | 85361090 | DE | 132.99 | EUR | 1 | 132.99 | 1 | 132.99 | 1 | 132.99 | 2 | 265.98 | 4 | 531.96 | 6 | 797.94
Fuses | 119839-00.01 | LV/HRC-fuse link 125A NH2XL aSF | Partial outage (B) | 43_2 OR 43_3 | Corrective Maintenance 1 | H 20.60cm x L 12.40cm x W 6.00cm | 0.50kg / 0.50kg | 85361090 | DE | 132.99 | EUR | 1 | 132.99 | 1 | 132.99 | 1 | 132.99 | 2 | 265.98 | 4 | 531.96 | 6 | 797.94
Electrical Components | 121483-00.01 | Ethernet Switch Spider-SL-20-8TX | Partial outage (B) | 44_2 | Change by SMA (partner) | H 0.08m x L 0.04m x W 0.10m | 150.00g / 150.00g | 85176200 | DE | 137.52 | EUR | 1 | 137.52 | 1 | 137.52 | 1 | 137.52 | 1 | 137.52 | 1 | 137.52 | 1 | 137.52
Electrical Components | 121483-00.01 | Ethernet Switch Spider-SL-20-8TX | Partial outage (B) | 5_1 AND not 43_0 | Change by SMA (partner) | H 0.08m x L 0.04m x W 0.10m | 150.00g / 150.00g | 85176200 | DE | 137.52 | EUR | 1 | 137.52 | 1 | 137.52 | 1 | 137.52 | 1 | 137.52 | 1 | 137.52 | 1 | 137.52
Electrical Components | 121483-00.01 | Ethernet Switch Spider-SL-20-8TX | Partial outage (B) | not 43_0 | Change by SMA (partner) | H 0.08m x L 0.04m x W 0.10m | 150.00g / 150.00g | 85176200 | DE | 137.52 | EUR | 1 | 137.52 | 1 | 137.52 | 1 | 137.52 | 1 | 137.52 | 1 | 137.52 | 1 | 137.52
Electrical Components | 124861-00.01 | signaling switch 10A 250VAC 1xCO | Partial outage (B) |  | Corrective Maintenance 1 | H 0.02m x L 0.05m x W 0.04m | 0.02kg / 0.02kg | 85365080 | DE | 10.96 | EUR | 1 | 10.96 | 1 | 10.96 | 1 | 10.96 | 2 | 21.92 | 2 | 21.92 | 3 | 32.88
Electrical Components | 124861-00.01 | signaling switch 10A 250VAC 1xCO | Partial outage (B) | 02_0 and 04_f | Corrective Maintenance 1 | H 0.02m x L 0.05m x W 0.04m | 0.02kg / 0.02kg | 85365080 | DE | 10.96 | EUR | 1 | 10.96 | 1 | 10.96 | 1 | 10.96 | 2 | 21.92 | 2 | 21.92 | 3 | 32.88
Electrical Components | 124861-00.01 | signaling switch 10A 250VAC 1xCO | Partial outage (B) | 02_0 and 04_g | Corrective Maintenance 1 | H 0.02m x L 0.05m x W 0.04m | 0.02kg / 0.02kg | 85365080 | DE | 10.96 | EUR | 1 | 10.96 | 1 | 10.96 | 1 | 10.96 | 2 | 21.92 | 2 | 21.92 | 3 | 32.88
Electrical Components | 124861-00.01 | signaling switch 10A 250VAC 1xCO | Partial outage (B) | 43_2 | Corrective Maintenance 1 | H 0.02m x L 0.05m x W 0.04m | 0.02kg / 0.02kg | 85365080 | DE | 10.96 | EUR | 1 | 10.96 | 1 | 10.96 | 1 | 10.96 | 2 | 21.92 | 2 | 21.92 | 3 | 32.88
Cable / Wires / Busbars | 16-101800.01 | LWL duplex jumper SC/SC OS2 2m | No impact on performance (C) | 16_2 | Corrective Maintenance 1 | H 0.00m x L 2.00m x W 0.00m | 130.00g / 130.00g | 85447000 | CN | 22.52 | EUR | 0 | 0 | 1 | 22.52 | 1 | 22.52 | 1 | 22.52 | 2 | 45.04 | 2 | 45.04
Electrical Components | 16-1020 | indicator light ø22.5mm OR | Partial outage (B) | 21_2 | Corrective Maintenance 1 | H 50.00cm x L 3.70cm x W 3.00cm | 30.00g / 30.00g | 94059200 | DE | 12.95 | EUR | 0 | 0 | 1 | 12.95 | 1 | 12.95 | 2 | 25.9 | 2 | 25.9 | 3 | 38.85
Cable / Wires / Busbars | 16-61209 | LWL duplex jumper cable SC/SC 9/125µ | No impact on performance (C) | 16_2 | Corrective Maintenance 1 | H 0.01m x L 0.10m x W 0.15m | 30.00g / 30.00g | 85447000 | DE | 13.53 | EUR | 1 | 13.53 | 1 | 13.53 | 1 | 13.53 | 3 | 40.59 | 5 | 67.65 | 10 | 135.3
Cable / Wires / Busbars | 16-61209 | LWL duplex jumper cable SC/SC 9/125µ | No impact on performance (C) | 17_2 | Corrective Maintenance 1 | H 0.01m x L 0.10m x W 0.15m | 30.00g / 30.00g | 85447000 | DE | 13.53 | EUR | 1 | 13.53 | 1 | 13.53 | 1 | 13.53 | 3 | 40.59 | 5 | 67.65 | 10 | 135.3
Cable / Wires / Busbars | 16-61210 | LWL duplex jumper SC/SC OM2 0.5m | No impact on performance (C) | 16_1 | Corrective Maintenance 1 | H 0.00m x L 0.50m x W 0.00m | 24.00g / 24.00g | 85447000 | DE | 8.92 | EUR | 1 | 8.92 | 1 | 8.92 | 1 | 8.92 | 3 | 26.76 | 5 | 44.6 | 10 | 89.2
Cable / Wires / Busbars | 16-61210 | LWL duplex jumper SC/SC OM2 0.5m | No impact on performance (C) | 17_1 | Corrective Maintenance 1 | H 0.00m x L 0.50m x W 0.00m | 24.00g / 24.00g | 85447000 | DE | 8.92 | EUR | 1 | 8.92 | 1 | 8.92 | 1 | 8.92 | 3 | 26.76 | 5 | 44.6 | 10 | 89.2
Electrical Components | 20-06795 | Indicator light M22-L-R flat red | Partial outage (B) | 21_2 | Corrective Maintenance 1 | H 0.03m x L 0.03m x W 0.03m | 8.00g / 8.00g | 94059200 | DE | 8.25 | EUR | 1 | 8.25 | 1 | 8.25 | 1 | 8.25 | 1 | 8.25 | 1 | 8.25 | 2 | 16.5
Electrical Components | 20-06796 | Indicator light green M22-L-G | Partial outage (B) | 21_2 | Corrective Maintenance 1 | H 0.03m x L 0.03m x W 0.03m | 8.00g / 8.00g | 94059200 | DE | 8.22 | EUR | 1 | 8.22 | 1 | 8.22 | 1 | 8.22 | 1 | 8.22 | 1 | 8.22 | 2 | 16.44
Electrical Components | 20-06797 | indicator light M22-L-Y flat yellow | Partial outage (B) | 21_2 | Corrective Maintenance 1 | H 0.03m x L 0.03m x W 0.03m | 8.00g / 8.00g | 94059200 | DE | 8.32 | EUR | 1 | 8.32 | 1 | 8.32 | 1 | 8.32 | 1 | 8.32 | 1 | 8.32 | 2 | 16.64
Electrical Components | 20-06800 | LED-element front white M22-CLED-W | Partial outage (B) | 21_2 | Corrective Maintenance 1 | H 7.10cm x L 4.00cm x W 3.00cm | 10.00g / 10.00g | 85389099 | DE | 13.88 | EUR | 2 | 27.76 | 3 | 41.64 | 6 | 83.28 | 9 | 124.92 | 9 | 124.92 | 18 | 249.84
Power Contactor/Switches/Breaker | 20-0830 | key-operated selector switch M2SSK1-101 | Partial outage (B) |  | Corrective Maintenance 1 | H 0.03m x L 0.06m x W 0.05m | 45.00g / 45.00g | 85389099 | CN | 26.42 | EUR | 1 | 26.42 | 1 | 26.42 | 1 | 26.42 | 1 | 26.42 | 1 | 26.42 | 2 | 52.84
Electrical Components | 20-1410 | contact element MCBH-11 for M2SSK1-101 | Partial outage (B) |  | Corrective Maintenance 1 | H 0.05m x L 0.04m x W 0.03m | 33.00g / 33.00g | 85365080 | SE | 11.87 | EUR | 1 | 11.87 | 1 | 11.87 | 1 | 11.87 | 1 | 11.87 | 2 | 23.74 | 3 | 35.61
Electrical Components | 20-2130 | Emergency Stop 2NC 240VAC 1A RD | Partial outage (B) |  | Corrective Maintenance 1 | H 3.00cm x L 7.30cm x W 3.00cm | 32.00g / 32.00g | 85365080 | CN | 73.80 | EUR | 1 | 73.8 | 1 | 73.8 | 1 | 73.8 | 1 | 73.8 | 1 | 73.8 | 2 | 147.6
Fuses | 26-096004001 | fuse 4.00A ø10x38mm fast acting | Partial outage (B) |  | Corrective Maintenance 1 | H 1.00cm x L 3.80cm x W 1.00cm | 7.71g / 7.71g | 85361010 | MX | 5.06 | EUR | 5 | 25.3 | 10 | 50.6 | 25 | 126.5 | 50 | 253 | 75 | 379.5 | 175 | 885.5
Fuses | 26-096004001 | fuse 4.00A ø10x38mm fast acting | Partial outage (B) | 46_1 | Corrective Maintenance 1 | H 1.00cm x L 3.80cm x W 1.00cm | 7.71g / 7.71g | 85361010 | MX | 5.06 | EUR | 5 | 25.3 | 10 | 50.6 | 25 | 126.5 | 50 | 253 | 75 | 379.5 | 175 | 885.5
Communication | 36-01031 | Ethernet remote I/O 4AI 4DI 4DIO | Partial outage (B) | 33_3 | Corrective Maintenance 1 | H 0.03m x L 0.13m x W 0.08m | 199.00g / 199.00g | 85176200 | TW | 648.08 | EUR | 1 | 648.08 | 1 | 648.08 | 1 | 648.08 | 1 | 648.08 | 1 | 648.08 | 1 | 648.08
Communication | 39-100000.01 | modular industrial patch panel SC duplex | Partial outage (B) | 16_2 | Corrective Maintenance 1 | H 0.18m x L 0.24m x W 0.11m | 218.00g / 218.00g | 85367000 | DE | 239.79 | EUR | 0 | 0 | 0 | 0 | 1 | 239.79 | 1 | 239.79 | 2 | 479.58 | 2 | 479.58
Communication | 39-100000.01 | modular industrial patch panel SC duplex | Partial outage (B) | 17_2 | Corrective Maintenance 1 | H 0.18m x L 0.24m x W 0.11m | 218.00g / 218.00g | 85367000 | DE | 239.79 | EUR | 0 | 0 | 0 | 0 | 1 | 239.79 | 1 | 239.79 | 2 | 479.58 | 2 | 479.58
Connectors / Plugs / Terminals | 42-62120014 | socket insert 4-pole 10A 250V | Partial outage (B) |  | Corrective Maintenance 1 | H 0.03m x L 0.04m x W 0.03m | 13.00g / 13.00g | 85389099 | IT | 4.94 | EUR | 0 | 0 | 0 | 0 | 1 | 4.94 | 1 | 4.94 | 2 | 9.88 | 4 | 19.76
Connectors / Plugs / Terminals | 42-62130017 | connection sockets RJ45 8-pol | Partial outage (B) |  | Corrective Maintenance 1 | H 0.05m x L 0.02m x W 0.02m | 14.00g / 14.00g | 85366990 | DE | 26.38 | EUR | 0 | 0 | 0 | 0 | 1 | 26.38 | 1 | 26.38 | 2 | 52.76 | 4 | 105.52
Connectors / Plugs / Terminals | 43-103600.01 | housing seal with 2 brackets | No impact on performance (C) |  | Corrective Maintenance 1 | H 0.03m x L 0.14m x W 0.06m | 180.00g / 180.00g | 85389099 | IT | 27.57 | EUR | 0 | 0 | 0 | 0 | 1 | 27.57 | 1 | 27.57 | 2 | 55.14 | 4 | 110.28
Connectors / Plugs / Terminals | 43-103700.01 | female insert AWG26-14 for MIXO | Partial outage (B) |  | Corrective Maintenance 1 | H 0.04m x L 0.04m x W 0.04m | 18.00g / 18.00g | 85369010 | IT | 15.62 | EUR | 0 | 0 | 0 | 0 | 1 | 15.62 | 1 | 15.62 | 2 | 31.24 | 4 | 62.48
Power Contactor/Switches/Breaker | 60-001050032204 | power contactor 400VAC 500A 3xNO | Partial outage (B) |  | Corrective Maintenance 1 | H 21.60cm x L 21.90cm x W 18.00cm | 8.00kg / 8.00kg | 85364900 | RO | 1,950.00 | EUR | 2 | 3900 | 2 | 3900 | 4 | 7800 | 6 | 11700 | 10 | 19500 | 14 | 27300
Power Contactor/Switches/Breaker | 60-003030 | power contactor 400VAC 25A 3NO | Partial outage (B) |  | Corrective Maintenance 1 | H 0.05m x L 0.09m x W 0.08m | 310.00g / 310.00g | 85364900 | FR | 43.07 | EUR | 1 | 43.07 | 1 | 43.07 | 1 | 43.07 | 2 | 86.14 | 3 | 129.21 | 6 | 258.42
Power Contactor/Switches/Breaker | 60-003030 | power contactor 400VAC 25A 3NO | Partial outage (B) | 41_0 OR 41_4 OR 41_E OR 41_I | Corrective Maintenance 1 | H 0.05m x L 0.09m x W 0.08m | 310.00g / 310.00g | 85364900 | FR | 43.07 | EUR | 1 | 43.07 | 1 | 43.07 | 1 | 43.07 | 2 | 86.14 | 3 | 129.21 | 6 | 258.42
Power Contactor/Switches/Breaker | 60-005481 | switch disconnector 3-pol 750V 25A | Partial outage (B) |  | Corrective Maintenance 1 | H 9.80cm x L 6.50cm x W 6.50cm | 230.00g / 230.00g | 85365080 | FI | 19.25 | EUR | 2 | 38.5 | 4 | 77 | 4 | 77 | 8 | 154 | 12 | 231 | 20 | 385
Power Contactor/Switches/Breaker | 60-005481 | switch disconnector 3-pol 750V 25A | Partial outage (B) | 41_0 or 41_4 or 41_E or 41_I | Corrective Maintenance 1 | H 9.80cm x L 6.50cm x W 6.50cm | 230.00g / 230.00g | 85365080 | FI | 19.25 | EUR | 2 | 38.5 | 4 | 77 | 4 | 77 | 8 | 154 | 12 | 231 | 20 | 385
Power Contactor/Switches/Breaker | 60-00562 | auxiliary contact 1NO 690VAC 16A | Partial outage (B) |  | Corrective Maintenance 1 | H 5.00cm x L 5.00cm x W 5.00cm | 30.00g / 30.00g | 85365080 | BG | 10.70 | EUR | 2 | 21.4 | 5 | 53.5 | 10 | 107 | 20 | 214 | 25 | 267.5 | 30 | 321
Power Contactor/Switches/Breaker | 60-00562 | auxiliary contact 1NO 690VAC 16A | Partial outage (B) | 43_2 OR 43_3 | Corrective Maintenance 1 | H 5.00cm x L 5.00cm x W 5.00cm | 30.00g / 30.00g | 85365080 | BG | 10.70 | EUR | 2 | 21.4 | 5 | 53.5 | 10 | 107 | 20 | 214 | 25 | 267.5 | 30 | 321
Power Contactor/Switches/Breaker | 60-13365 | auxiliary contact 1NO 690VAC 16A | Partial outage (B) |  | Corrective Maintenance 1 | H 1.10cm x L 4.00cm x W 3.00cm | 21.00g / 21.00g | 85365080 | BG | 10.11 | EUR | 5 | 50.55 | 10 | 101.1 | 15 | 151.65 | 30 | 303.3 | 50 | 505.5 | 50 | 505.5
Relays | 60-154060 | relay module 2xCO 250VAC 6A -DIN- | Partial outage (B) |  | Corrective Maintenance 1 | H 1.50cm x L 9.00cm x W 8.00cm | 67.90g / 67.90g | 85364900 | DE | 33.28 | EUR | 1 | 33.28 | 1 | 33.28 | 1 | 33.28 | 2 | 66.56 | 3 | 99.84 | 6 | 199.68
Electrical Components | 60-201000 | shunt release 220-240VAC/DC | Total outage (A) | 25_1 and (31_0 or 31_2) | Corrective Maintenance 2 | H 0.07m x L 0.15m x W 0.11m | 0.32kg / 0.32kg | 85389099 | IT | 87.02 | EUR | 1 | 87.02 | 1 | 87.02 | 2 | 174.04 | 2 | 174.04 | 3 | 261.06 | 5 | 435.1
Electrical Components | 60-201000 | shunt release 220-240VAC/DC | Total outage (A) | 25_3 and (31_0 or 31_2) | Corrective Maintenance 2 | H 0.07m x L 0.15m x W 0.11m | 0.32kg / 0.32kg | 85389099 | IT | 87.02 | EUR | 1 | 87.02 | 1 | 87.02 | 2 | 174.04 | 2 | 174.04 | 3 | 261.06 | 5 | 435.1
Power Contactor/Switches/Breaker | 60-90452 | closing release 220V...240VAC/DC | Total outage (A) | 25_1 and (31_0 or 31_2) | Corrective Maintenance 2 | H 30.00cm x L 60.00cm x W 35.00cm | 262.00g / 262.00g | 85389099 | IT | 94.34 | EUR | 1 | 94.34 | 1 | 94.34 | 1 | 94.34 | 2 | 188.68 | 3 | 283.02 | 4 | 377.36
Power Contactor/Switches/Breaker | 60-90452 | closing release 220V...240VAC/DC | Total outage (A) | 25_3 and (31_0 or 31_2) | Corrective Maintenance 2 | H 30.00cm x L 60.00cm x W 35.00cm | 262.00g / 262.00g | 85389099 | IT | 94.34 | EUR | 1 | 94.34 | 1 | 94.34 | 1 | 94.34 | 2 | 188.68 | 3 | 283.02 | 4 | 377.36
Power Contactor/Switches/Breaker | 60-90455 | undervoltage release UVR 24 V AC/DC | Total outage (A) | 25_1 and (31_0 or 31_2) | Corrective Maintenance 2 | H 3.00cm x L 7.00cm x W 3.60cm | 0.28kg / 0.28kg | 85389099 | IT | 115.34 | EUR | 1 | 115.34 | 1 | 115.34 | 1 | 115.34 | 2 | 230.68 | 3 | 346.02 | 4 | 461.36
Power Contactor/Switches/Breaker | 60-90455 | undervoltage release UVR 24 V AC/DC | Total outage (A) | 25_3 and (31_0 or 31_2) | Corrective Maintenance 2 | H 3.00cm x L 7.00cm x W 3.60cm | 0.28kg / 0.28kg | 85389099 | IT | 115.34 | EUR | 1 | 115.34 | 1 | 115.34 | 1 | 115.34 | 2 | 230.68 | 3 | 346.02 | 4 | 461.36
Fuses | 61-01565 | fuse link 300A size NH2 XL | Partial outage (B) | 30_0 | Corrective Maintenance 1 | H 9.80cm x L 20.60cm x W 6.25cm | 1.48kg / 1.48kg | 85351000 | DE | 141.60 | EUR | 1 | 141.6 | 1 | 141.6 | 1 | 141.6 | 2 | 283.2 | 4 | 566.4 | 6 | 849.6
Fuses | 61-01565 | fuse link 300A size NH2 XL | Partial outage (B) | 43_2 | Corrective Maintenance 1 | H 9.80cm x L 20.60cm x W 6.25cm | 1.48kg / 1.48kg | 85351000 | DE | 141.60 | EUR | 1 | 141.6 | 1 | 141.6 | 1 | 141.6 | 2 | 283.2 | 4 | 566.4 | 6 | 849.6
Fuses | 61-0159452 | LV/HRC-fuse base 600A NH3L gPV | No impact on performance (C) |  | Corrective Maintenance 1 | H 0.08m x L 0.26m x W 0.06m | 1.16kg / 1.16kg | 85351000 | DE | 81.24 | EUR | 0 | 0 | 0 | 0 | 0 | 0 | 1 | 81.24 | 2 | 162.48 | 4 | 324.96
Fuses | 61-0159452 | LV/HRC-fuse base 600A NH3L gPV | No impact on performance (C) | 4_F AND 2_0 | Corrective Maintenance 1 | H 0.08m x L 0.26m x W 0.06m | 1.16kg / 1.16kg | 85351000 | DE | 81.24 | EUR | 0 | 0 | 0 | 0 | 0 | 0 | 1 | 81.24 | 2 | 162.48 | 4 | 324.96
Fuses | 61-0159452 | LV/HRC-fuse base 600A NH3L gPV | No impact on performance (C) | 4_G AND 2_0 | Corrective Maintenance 1 | H 0.08m x L 0.26m x W 0.06m | 1.16kg / 1.16kg | 85351000 | DE | 81.24 | EUR | 0 | 0 | 0 | 0 | 0 | 0 | 1 | 81.24 | 2 | 162.48 | 4 | 324.96
Fuses | 61-0159452 | LV/HRC-fuse base 600A NH3L gPV | No impact on performance (C) | 43_2 OR 43_3 | Corrective Maintenance 1 | H 0.08m x L 0.26m x W 0.06m | 1.16kg / 1.16kg | 85351000 | DE | 81.24 | EUR | 0 | 0 | 0 | 0 | 0 | 0 | 1 | 81.24 | 2 | 162.48 | 4 | 324.96
Fuses | 61-0159452 | LV/HRC-fuse base 600A NH3L gPV | No impact on performance (C) | 46_1 | Corrective Maintenance 1 | H 0.08m x L 0.26m x W 0.06m | 1.16kg / 1.16kg | 85351000 | DE | 81.24 | EUR | 0 | 0 | 0 | 0 | 0 | 0 | 1 | 81.24 | 2 | 162.48 | 4 | 324.96
Fuses | 61-018057 | fuse holder 32A 1000VDC | No impact on performance (C) |  | Corrective Maintenance 1 | H 8.10cm x L 5.80cm x W 1.80cm | 52.60g / 52.60g | 85369095 | DE | 6.60 | EUR | 5 | 33 | 10 | 66 | 25 | 165 | 50 | 330 | 75 | 495 | 175 | 1155
Fuses | 61-018057 | fuse holder 32A 1000VDC | No impact on performance (C) | 46_1 | Corrective Maintenance 1 | H 8.10cm x L 5.80cm x W 1.80cm | 52.60g / 52.60g | 85369095 | DE | 6.60 | EUR | 5 | 33 | 10 | 66 | 25 | 165 | 50 | 330 | 75 | 495 | 175 | 1155
Overvoltage Protection | 61-106200.01 | 127V 20kA surge arrester | Partial outage (B) | 13_2 OR 36_4 | Corrective Maintenance 1 | H 0.02m x L 0.09m x W 0.07m | 117.00g / 117.00g | 85363090 | DE | 94.67 | EUR | 1 | 94.67 | 1 | 94.67 | 1 | 94.67 | 3 | 284.01 | 5 | 473.35 | 10 | 946.7
Power Contactor/Switches/Breaker | 61-106400.02 | line circuit breaker 1-pol B10A | Partial outage (B) | 13_1 OR 36_5 | Corrective Maintenance 1 | H 0.04m x L 0.09m x W 0.08m | 0.20kg / 0.20kg | 85362010 | IT | 84.89 | EUR | 1 | 84.89 | 1 | 84.89 | 1 | 84.89 | 1 | 84.89 | 2 | 169.78 | 2 | 169.78
Power Contactor/Switches/Breaker | 61-117117 | miniature circuit-breaker 1-pole B25A | Partial outage (B) | 13_2 OR 36_4 | Corrective Maintenance 1 | H 0.09m x L 0.07m x W 0.02m | 125.00g / 125.00g | 85362010 | DE | 10.73 | EUR | 1 | 10.73 | 1 | 10.73 | 2 | 21.46 | 3 | 32.19 | 6 | 64.38 | 6 | 64.38
Power Contactor/Switches/Breaker | 61-117118 | miniature circuit-breaker 1-pole B16A | Partial outage (B) | 13_1 OR 36_5 | Corrective Maintenance 1 | H 0.06m x L 0.07m x W 0.09m | 125.00g / 125.00g | 85362010 | DE | 7.14 | EUR | 1 | 7.14 | 1 | 7.14 | 2 | 14.28 | 3 | 21.42 | 6 | 42.84 | 6 | 42.84
Power Contactor/Switches/Breaker | 61-117118 | miniature circuit-breaker 1-pole B16A | Partial outage (B) | 13_2 OR 36_4 | Corrective Maintenance 1 | H 0.06m x L 0.07m x W 0.09m | 125.00g / 125.00g | 85362010 | DE | 7.14 | EUR | 1 | 7.14 | 1 | 7.14 | 2 | 14.28 | 3 | 21.42 | 6 | 42.84 | 6 | 42.84
Power Contactor/Switches/Breaker | 61-117118 | miniature circuit-breaker 1-pole B16A | Partial outage (B) | 36_4 OR 36_5 OR 36_6 | Corrective Maintenance 1 | H 0.06m x L 0.07m x W 0.09m | 125.00g / 125.00g | 85362010 | DE | 7.14 | EUR | 1 | 7.14 | 1 | 7.14 | 2 | 14.28 | 3 | 21.42 | 6 | 42.84 | 6 | 42.84
Power Contactor/Switches/Breaker | 61-117118 | miniature circuit-breaker 1-pole B16A | Partial outage (B) | 6_2 | Corrective Maintenance 1 | H 0.06m x L 0.07m x W 0.09m | 125.00g / 125.00g | 85362010 | DE | 7.14 | EUR | 1 | 7.14 | 1 | 7.14 | 2 | 14.28 | 3 | 21.42 | 6 | 42.84 | 6 | 42.84
Power Contactor/Switches/Breaker | 61-117310 | miniature circuit-breaker 3-pole 10A | No impact on performance (C) | 40_0 AND 34_1 | Corrective Maintenance 1 | H 0.06m x L 0.08m x W 0.09m | 375.00g / 375.00g | 85362010 | DE | 50.58 | EUR | 1 | 50.58 | 1 | 50.58 | 1 | 50.58 | 2 | 101.16 | 2 | 101.16 | 4 | 202.32
Power Contactor/Switches/Breaker | 61-117316 | miniature circuit-breaker 3-pole B16A | No impact on performance (C) |  | Corrective Maintenance 1 | H 0.08m x L 0.07m x W 0.09m | 375.00g / 375.00g | 85362010 | DE | 49.94 | EUR | 1 | 49.94 | 1 | 49.94 | 1 | 49.94 | 2 | 99.88 | 2 | 99.88 | 4 | 199.76
Power Contactor/Switches/Breaker | 61-1263100.01 | miniature circuit-breaker 3-pole C20A | Partial outage (B) | 25_2 OR 25_3 | Corrective Maintenance 1 | H 0.06m x L 0.12m x W 0.08m | 470.00g / 470.00g | 85362010 | DE | 88.77 | EUR | 1 | 88.77 | 1 | 88.77 | 2 | 177.54 | 3 | 266.31 | 6 | 532.62 | 6 | 532.62
Power Contactor/Switches/Breaker | 61-230300.01 | auxiliary switch 1NO/1NC | Partial outage (B) | 25_2 OR 25_3 | Corrective Maintenance 1 | H 0.01m x L 0.08m x W 0.11m | 85.00g / 85.00g | 85365080 | CZ | 17.11 | EUR | 1 | 17.11 | 1 | 17.11 | 1 | 17.11 | 2 | 34.22 | 3 | 51.33 | 6 | 102.66
Connectors / Plugs / Terminals | 62-103700.02 | terminal strip capacitor discharge | No impact on performance (C) |  | Corrective Maintenance 1 | H 0.06m x L 0.12m x W 0.08m | 170.00g / 170.00g | 85371098 | PL | 38.04 | EUR | 0 | 0 | 0 | 0 | 0 | 0 | 1 | 38.04 | 2 | 76.08 | 4 | 152.16
Connectors / Plugs / Terminals | 62-289172 | transfer module RJ45/RJ45 1:1-wiring | No impact on performance (C) | 26_0 AND 40_0 | Corrective Maintenance 1 | H 5.10cm x L 8.50cm x W 20.50cm | 29.40g / 29.40g | 85366990 | DE | 38.51 | EUR | 1 | 38.51 | 2 | 77.02 | 3 | 115.53 | 3 | 115.53 | 4 | 154.04 | 4 | 154.04
Connectors / Plugs / Terminals | 62-289172 | transfer module RJ45/RJ45 1:1-wiring | No impact on performance (C) | 30_1 AND 46_1 | Corrective Maintenance 1 | H 5.10cm x L 8.50cm x W 20.50cm | 29.40g / 29.40g | 85366990 | DE | 38.51 | EUR | 1 | 38.51 | 2 | 77.02 | 3 | 115.53 | 3 | 115.53 | 4 | 154.04 | 4 | 154.04
Connectors / Plugs / Terminals | 62-289172 | transfer module RJ45/RJ45 1:1-wiring | No impact on performance (C) | 40_0 AND 34_1 | Corrective Maintenance 1 | H 5.10cm x L 8.50cm x W 20.50cm | 29.40g / 29.40g | 85366990 | DE | 38.51 | EUR | 1 | 38.51 | 2 | 77.02 | 3 | 115.53 | 3 | 115.53 | 4 | 154.04 | 4 | 154.04
Connectors / Plugs / Terminals | 62-289172 | transfer module RJ45/RJ45 1:1-wiring | No impact on performance (C) | 40_0 OR 36_4 OR 36_5 | Corrective Maintenance 1 | H 5.10cm x L 8.50cm x W 20.50cm | 29.40g / 29.40g | 85366990 | DE | 38.51 | EUR | 1 | 38.51 | 2 | 77.02 | 3 | 115.53 | 3 | 115.53 | 4 | 154.04 | 4 | 154.04
Overvoltage Protection | 62-952010 | varistor protection module 275VAC | No impact on performance (C) |  | Corrective Maintenance 1 | H 0.02m x L 0.05m x W 0.05m | 50.00g / 50.00g | 85363090 | DE | 60.40 | EUR | 1 | 60.4 | 1 | 60.4 | 1 | 60.4 | 1 | 60.4 | 2 | 120.8 | 2 | 120.8
Overvoltage Protection | 62-952010 | varistor protection module 275VAC | No impact on performance (C) | 13_1 or 13_3 | Corrective Maintenance 1 | H 0.02m x L 0.05m x W 0.05m | 50.00g / 50.00g | 85363090 | DE | 60.40 | EUR | 1 | 60.4 | 1 | 60.4 | 1 | 60.4 | 1 | 60.4 | 2 | 120.8 | 2 | 120.8
Electrical Components | 62-952050 | N-PE-spark gap protection module 255VAC | No impact on performance (C) |  | Corrective Maintenance 1 | H 0.02m x L 0.05m x W 0.05m | 50.00g / 50.00g | 85363090 | DE | 157.78 | EUR | 1 | 157.78 | 1 | 157.78 | 1 | 157.78 | 1 | 157.78 | 2 | 315.56 | 2 | 315.56
Electrical Components | 62-952050 | N-PE-spark gap protection module 255VAC | No impact on performance (C) | 13_1 or 13_3 | Corrective Maintenance 1 | H 0.02m x L 0.05m x W 0.05m | 50.00g / 50.00g | 85363090 | DE | 157.78 | EUR | 1 | 157.78 | 1 | 157.78 | 1 | 157.78 | 1 | 157.78 | 2 | 315.56 | 2 | 315.56
Overvoltage Protection | 62-952115 | overvoltage arrestor modular 1+1p | Partial outage (B) | 13_1 OR 36_5 | Corrective Maintenance 1 | H 0.04m x L 0.11m x W 0.09m | 228.00g / 228.00g | 85354000 | DE | 169.96 | EUR | 1 | 169.96 | 1 | 169.96 | 1 | 169.96 | 2 | 339.92 | 2 | 339.92 | 2 | 339.92
Overvoltage Protection | 62-952115 | overvoltage arrestor modular 1+1p | Partial outage (B) | 36_4 OR 36_5 OR 36_6 | Corrective Maintenance 1 | H 0.04m x L 0.11m x W 0.09m | 228.00g / 228.00g | 85354000 | DE | 169.96 | EUR | 1 | 169.96 | 1 | 169.96 | 1 | 169.96 | 2 | 339.92 | 2 | 339.92 | 2 | 339.92
Overvoltage Protection | 62-952315 | overvolt. arrestor modular type2 3+1pol. | Total outage (A) | 36_0 OR 36_2 OR 36_4 OR 36_5 | Corrective Maintenance 1 | H 7.20cm x L 10.00cm x W 7.00cm | 413.00g / 413.00g | 85363090 | DE | 181.47 | EUR | 2 | 362.94 | 8 | 1451.76 | 12 | 2177.64 | 20 | 3629.4 | 20 | 3629.4 | 20 | 3629.4
Overvoltage Protection | 62-952315 | overvolt. arrestor modular type2 3+1pol. | Total outage (A) | 36_1 OR 36_6 | Corrective Maintenance 1 | H 7.20cm x L 10.00cm x W 7.00cm | 413.00g / 413.00g | 85363090 | DE | 181.47 | EUR | 2 | 362.94 | 8 | 1451.76 | 12 | 2177.64 | 20 | 3629.4 | 20 | 3629.4 | 20 | 3629.4
Overvoltage Protection | 62-99642 | Overvoltage suppressorDPA M CLE RJ45B 48 | Partial outage (B) | (30_1) OR (46_1) | Corrective Maintenance 1 | H 3.60cm x L 7.50cm x W 1.90cm | 123.00g / 123.00g | 85363010 | DE | 43.04 | EUR | 1 | 43.04 | 1 | 43.04 | 1 | 43.04 | 1 | 43.04 | 1 | 43.04 | 2 | 86.08
Overvoltage Protection | 62-99642 | Overvoltage suppressorDPA M CLE RJ45B 48 | Partial outage (B) | not 43_0 | Corrective Maintenance 1 | H 3.60cm x L 7.50cm x W 1.90cm | 123.00g / 123.00g | 85363010 | DE | 43.04 | EUR | 1 | 43.04 | 1 | 43.04 | 1 | 43.04 | 1 | 43.04 | 1 | 43.04 | 2 | 86.08
Electrical Components | 64-100000.01 | EMC filter 300VAC 4x25A | Partial outage (B) | 36_0 OR 36_2 OR 36_4 OR 36_5 | Corrective Maintenance 1 | H 6.00cm x L 23.80cm x W 8.00cm | 1.70kg / 1.70kg | 85480090 | CN | 65.26 | EUR | 1 | 65.26 | 1 | 65.26 | 2 | 130.52 | 2 | 130.52 | 3 | 195.78 | 5 | 326.3
Electrical Components | 64-100000.01 | EMC filter 300VAC 4x25A | Partial outage (B) | 36_1 OR 36_6 | Corrective Maintenance 1 | H 6.00cm x L 23.80cm x W 8.00cm | 1.70kg / 1.70kg | 85480090 | CN | 65.26 | EUR | 1 | 65.26 | 1 | 65.26 | 2 | 130.52 | 2 | 130.52 | 3 | 195.78 | 5 | 326.3
Power Contactor/Switches/Breaker | 65-1508454012 | busbar, bridge link TD7 | No impact on performance (C) | (31_0 OR 31_2) AND (25_1 OR 25_3) | Corrective Maintenance 1 | H 0.02m x L 0.12m x W 0.12m | 2.40kg / 2.40kg | 85359000 | CH | 122.10 | EUR | 0 | 0 | 0 | 0 | 0 | 0 | 0 | 0 | 0 | 0 | 1 | 122.1
Power Contactor/Switches/Breaker | 65-1508454012 | busbar, bridge link TD7 | No impact on performance (C) | 31_0 AND (25_1 OR 25_3) | Corrective Maintenance 1 | H 0.02m x L 0.12m x W 0.12m | 2.40kg / 2.40kg | 85359000 | CH | 122.10 | EUR | 0 | 0 | 0 | 0 | 0 | 0 | 0 | 0 | 0 | 0 | 1 | 122.1
Communication | 6UP-080-006-001 | SMA Data Manager L - exchange device | No impact on performance (C) | 44_2 | Corrective Maintenance 2 | H 0.12m x L 0.26m x W 0.20m | 2.02kg / 1.00kg | 84715000 | TW | 4,874.28 | EUR | 1 | 4874.28 | 1 | 4874.28 | 1 | 4874.28 | 2 | 9748.56 | 2 | 9748.56 | 3 | 14622.84
Sine Filter | 6UP-200-001-002 | Sinefiltercapacitormodule 8x31µF | Total outage (A) |  | Corrective Maintenance 1 | H 0.52m x L 0.80m x W 0.61m | 28.00kg / 20.00kg | 85322500 | DE | 1,580.00 | EUR | 1 | 1580 | 1 | 1580 | 1 | 1580 | 1 | 1580 | 2 | 3160 | 2 | 3160
Control Components | 6UP-450-001-001 | SC30Cont Central Controllerboard | Total outage (A) |  | Corrective Maintenance 2 | H 0.12m x L 0.51m x W 0.34m | 1.40kg / 1.00kg | 85371098 | DE | 1,342.99 | EUR | 1 | 1342.99 | 1 | 1342.99 | 1 | 1342.99 | 3 | 4028.97 | 5 | 6714.95 | 10 | 13429.9
Control Components | 6UP-450-002-004 | SC30COM - Ethernet without FX | Total outage (A) | 17_0 AND 16_0 AND 34_0 | Corrective Maintenance 2 | H 0.12m x L 0.50m x W 0.34m | 1.62kg / 1.27kg | 85176200 | DE | 2,375.00 | EUR | 1 | 2375 | 1 | 2375 | 1 | 2375 | 3 | 7125 | 5 | 11875 | 10 | 23750
Control Components | 6UP-450-003-004 | SC30COM - Single Mode FX | Total outage (A) | 16_2 | Corrective Maintenance 2 | H 0.12m x L 0.50m x W 0.34m | 1.62kg / 1.20kg | 85176200 | DE | 3,450.00 | EUR | 1 | 3450 | 1 | 3450 | 1 | 3450 | 3 | 10350 | 5 | 17250 | 10 | 34500
Control Components | 6UP-450-004-004 | SC30COM - Multi Mode FX | Total outage (A) | ((17_1 OR 17_2) AND 16_0) OR (16_1) OR (16_0 AND 34_1) | Corrective Maintenance 2 | H 0.12m x L 0.50m x W 0.34m | 1.62kg / 1.20kg | 85176200 | DE | 3,350.00 | EUR | 1 | 3350 | 1 | 3350 | 1 | 3350 | 3 | 10050 | 5 | 16750 | 10 | 33500
Control Components | 6UP-450-005-001 | SC30ACC AC Controller | Total outage (A) |  | Corrective Maintenance 1 | H 0.12m x L 0.50m x W 0.34m | 1.30kg / 0.95kg | 85371098 | DE | 1,121.29 | EUR | 1 | 1121.29 | 1 | 1121.29 | 1 | 1121.29 | 3 | 3363.87 | 5 | 5606.45 | 10 | 11212.9
Control Components | 6UP-450-006-001 | SC30DCC DC Controller | Total outage (A) |  | Corrective Maintenance 1 | H 0.12m x L 0.50m x W 0.34m | 1.40kg / 1.05kg | 85371098 | DE | 1,115.84 | EUR | 1 | 1115.84 | 1 | 1115.84 | 1 | 1115.84 | 3 | 3347.52 | 5 | 5579.2 | 10 | 11158.4
Control Components | 6UP-450-007-001 | SC30DCM board for DC-Stringmeasurement | No impact on performance (C) | 05_1 | Corrective Maintenance 1 | H 0.12m x L 0.50m x W 0.34m | 1.30kg / 0.95kg | 90303370 | DE | 1,025.06 | EUR | 1 | 1025.06 | 1 | 1025.06 | 1 | 1025.06 | 3 | 3075.18 | 5 | 5125.3 | 10 | 10250.6
Control Components | 6UP-450-008-002 | SC30RIO - IO extension | Total outage (A) |  | Corrective Maintenance 2 | H 120.00mm x L 500.00mm x W 340.00mm | 1.40kg / 0.74kg | 85371098 | DE | 769.00 | EUR | 1 | 769 | 1 | 769 | 1 | 769 | 3 | 2307 | 5 | 3845 | 10 | 7690
Isolation Monitoring | 6UP-450-009-003 | SC40GFDI Ground Fault detection | Total outage (A) | 1_2 | Corrective Maintenance 1 | H 0.12m x L 0.50m x W 0.34m | 2.10kg / 1.00kg | 85371098 | DE | 1,006.00 | EUR | 1 | 1006 | 1 | 1006 | 1 | 1006 | 3 | 3018 | 5 | 5030 | 10 | 10060
Control Components | 6UP-450-010-001 | SC-UP SC30EMC | Partial outage (B) | not 13_0 OR 36_4 OR 36_5 | Corrective Maintenance 1 | H 0.60m x L 0.22m x W 0.16m | 0.45kg / 0.45kg | 85363010 | DE | 156.20 | EUR | 1 | 156.2 | 1 | 156.2 | 1 | 156.2 | 2 | 312.4 | 3 | 468.6 | 5 | 781
Overvoltage Protection | 6UP-450-013-001 | SC-UP Overvoltage protection SC40CHOP | No impact on performance (C) | 36_2 | Corrective Maintenance 1 | H 0.39m x L 0.58m x W 0.39m | 1.35kg / 1.00kg | 85354000 | DE | 2,550.00 | EUR | 1 | 2550 | 1 | 2550 | 1 | 2550 | 1 | 2550 | 2 | 5100 | 2 | 5100
Power Contactor/Switches/Breaker | 6UP-577-001-001 | SC-UP Circuit breaker 4000A 3-pol | Total outage (A) | 25_1 AND 32_0 | Corrective Maintenance 1 | H 0.61m x L 0.74m x W 0.50m | 72.00kg / 56.00kg | 85362090 | IT | 9,990.00 | EUR | 1 | 9990 | 1 | 9990 | 1 | 9990 | 1 | 9990 | 2 | 19980 | 2 | 19980
Power Contactor/Switches/Breaker | 6UP-577-002-001 | SC-UP Circuit breaker 3600A 3-pol UL | Total outage (A) | 25_3 AND 32_0 | Corrective Maintenance 1 | H 0.61m x L 0.74m x W 0.50m | 72.00kg / 56.00kg | 85362090 | IT | 11,725.16 | EUR | 1 | 11725.16 | 1 | 11725.16 | 1 | 11725.16 | 1 | 11725.16 | 2 | 23450.32 | 2 | 23450.32
Power Contactor/Switches/Breaker | 6UP-577-003-001 | SC-UP DC-switch 1500VDC1000A | Total outage (A) | (31_0 OR 31_2) AND 25_3 | Corrective Maintenance 1 | H 0.38m x L 0.38m x W 0.38m | 16.86kg / 16.86kg | 85353010 | IT | 4,929.85 | EUR | 1 | 4929.85 | 1 | 4929.85 | 2 | 9859.7 | 3 | 14789.55 | 3 | 14789.55 | 6 | 29579.1
Power Contactor/Switches/Breaker | 6UP-577-003-001 | SC-UP DC-switch 1500VDC1000A | Total outage (A) | 31_0 AND 25_3 | Corrective Maintenance 1 | H 0.38m x L 0.38m x W 0.38m | 16.86kg / 16.86kg | 85353010 | IT | 4,929.85 | EUR | 1 | 4929.85 | 1 | 4929.85 | 2 | 9859.7 | 3 | 14789.55 | 3 | 14789.55 | 6 | 29579.1
Power Contactor/Switches/Breaker | 6UP-577-004-001 | SC-UP DC-switch 1500VDC1600A | Total outage (A) | (31_0 OR 31_2) AND 25_1 OR (25_0 AND (12_2 OR 12_3)) | Corrective Maintenance 1 | H 0.35m x L 0.36m x W 0.36m | 19.40kg / 19.00kg | 85353010 | IT | 4,006.79 | EUR | 1 | 4006.79 | 1 | 4006.79 | 2 | 8013.58 | 3 | 12020.37 | 3 | 12020.37 | 6 | 24040.74
Power Contactor/Switches/Breaker | 6UP-577-004-001 | SC-UP DC-switch 1500VDC1600A | Total outage (A) | 31_0 AND 25_1 OR (25_0 AND (12_2 OR 12_3)) | Corrective Maintenance 1 | H 0.35m x L 0.36m x W 0.36m | 19.40kg / 19.00kg | 85353010 | IT | 4,006.79 | EUR | 1 | 4006.79 | 1 | 4006.79 | 2 | 8013.58 | 3 | 12020.37 | 3 | 12020.37 | 6 | 24040.74
Power Contactor/Switches/Breaker | 6UP-577-004-001 | SC-UP DC-switch 1500VDC1600A | Partial outage (B) | 41_0 OR 41_4 OR 41_E OR 41_I | Corrective Maintenance 1 | H 0.35m x L 0.36m x W 0.36m | 19.40kg / 19.00kg | 85353010 | IT | 4,006.79 | EUR | 1 | 4006.79 | 1 | 4006.79 | 2 | 8013.58 | 3 | 12020.37 | 3 | 12020.37 | 6 | 24040.74
Power Contactor/Switches/Breaker | 6UP-577-007-001 | SC-UP power contactor 3-p. 10kVA 230V | Total outage (A) |  | Corrective Maintenance 1 | H 0.06m x L 0.22m x W 0.16m | 0.65kg / 0.65kg | 85364900 | DE | 160.25 | EUR | 1 | 160.25 | 1 | 160.25 | 1 | 160.25 | 1 | 160.25 | 2 | 320.5 | 2 | 320.5
Cooling System | 6UP-720-002-002 | cabinet fan kit 200-277VAC Option 37_0 | Partial outage (B) | 37_0 | Corrective Maintenance 1 | H 0.29m x L 0.52m x W 0.38m | 9.00kg / 8.43kg | 84145935 | DE | 504.00 | EUR | 1 | 504 | 2 | 1008 | 3 | 1512 | 4 | 2016 | 5 | 2520 | 6 | 3024
Cooling System | 6UP-720-003-001 | SC-UP Fan radial 400VAC 5370W | Total outage (A) |  | Corrective Maintenance 1 | H 0.80m x L 0.78m x W 0.58m | 62.00kg / 52.00kg | 84145935 | DE | 2,250.00 | EUR | 1 | 2250 | 1 | 2250 | 1 | 2250 | 1 | 2250 | 2 | 4500 | 3 | 6750
Cooling System | 6UP-725-002-001 | heater axial 230VAC 6,3A 950W | Partial outage (B) |  | Corrective Maintenance 1 | H 0.19m x L 0.25m x W 0.20m | 1.90kg / 1.70kg | 85162991 | DE | 339.00 | EUR | 1 | 339 | 1 | 339 | 1 | 339 | 1 | 339 | 1 | 339 | 1 | 339
Cooling System | 6UP-725-002-001 | heater axial 230VAC 6,3A 950W | Partial outage (B) | 11_1 OR 11_3 | Corrective Maintenance 1 | H 0.19m x L 0.25m x W 0.20m | 1.90kg / 1.70kg | 85162991 | DE | 339.00 | EUR | 1 | 339 | 1 | 339 | 1 | 339 | 1 | 339 | 1 | 339 | 1 | 339
Power Unit | 6UP-778-002-004 | POWER STACK SC-UP 1500V IEC/IEEE | Total outage (A) |  | Corrective Maintenance 2 | H 0.69m x L 1.20m x W 1.00m | 190.00kg / 134.00kg | 85044086 | DE | 19,900.00 | EUR | 1 | 19900 | 2 | 39800 | 3 | 59700 | 4 | 79600 | 5 | 99500 | 6 | 119400
Electrical Components | 6UP-800-001-001 | PQ Meter ACUCT RI-5A | No impact on performance (C) | 34_1 | Corrective Maintenance 1 | H 20.50cm x L 33.00cm x W 22.00cm | 1.62kg / 1.62kg | 85043129 | CA | 1,100.00 | EUR | 1 | 1100 | 1 | 1100 | 1 | 1100 | 1 | 1100 | 2 | 2200 | 2 | 2200
Control Components | 6UP-811-002-001 | DC Shunt for SC30DCC 2750A | Total outage (A) |  | Corrective Maintenance 2 | H 0.08m x L 0.20m x W 0.23m | 0.48kg / 0.35kg | 90303370 |  | 332.00 | EUR | 1 | 332 | 1 | 332 | 1 | 332 | 1 | 332 | 1 | 332 | 1 | 332
Transformer | 6UP-820-001-001 | SC-UP AUX Transformer | Total outage (A) | 13_0 AND (36_0 OR 36_2 OR 36_4 OR 36_5) | Corrective Maintenance 2 | H 0.70m x L 0.80m x W 0.80m | 100.00kg / 63.00kg | 85043200 | DE | 1,544.44 | EUR | 1 | 1544.44 | 1 | 1544.44 | 1 | 1544.44 | 1 | 1544.44 | 2 | 3088.88 | 3 | 4633.32
Transformer | 6UP-820-002-003 | Aux transformer 400V-120V/230V Kit | Total outage (A) | (36_0 OR 36_2) AND (13_1 OR 13_2) | Corrective Maintenance 1 | H 60.00cm x L 80.00cm x W 40.00cm | 130.00kg / 89.00kg | 85043200 | DE | 4,545.00 | EUR | 1 | 4545 | 1 | 4545 | 1 | 4545 | 1 | 4545 | 2 | 9090 | 2 | 9090
Transformer | 6UP-820-003-001 | SC-UP Single-phase transformer | Total outage (A) | 36_4 OR 36_5 OR 36_6 | Corrective Maintenance 1 | H 0.46m x L 0.80m x W 0.60m | 31.00kg / 23.00kg | 85043200 | DE | 1,040.60 | EUR | 0 | 0 | 1 | 1040.6 | 1 | 1040.6 | 1 | 1040.6 | 2 | 2081.2 | 3 | 3121.8
Overvoltage Protection | 6UP-836-001-001 | Surge arrester 1500VDC 20kA | No impact on performance (C) | 30_0 AND 43_0 AND (25_1 OR 25_3) | Corrective Maintenance 1 | H 0.18m x L 0.21m x W 0.16m | 1.75kg / 1.63kg | 85354000 | GR | 160.00 | EUR | 2 | 320 | 2 | 320 | 4 | 640 | 4 | 640 | 6 | 960 | 10 | 1600
Overvoltage Protection | 6UP-836-002-001 | Surge arrester 1500VDC 12,5kA | No impact on performance (C) | (30_1 AND 43_0 AND (25_1 OR 25_3)) OR (46_1 AND 43_0 AND (25_1 OR 25_3)) | Corrective Maintenance 1 | H 0.18m x L 0.21m x W 0.16m | 1.25kg / 1.13kg | 85354000 | GR | 219.00 | EUR | 2 | 438 | 2 | 438 | 4 | 876 | 4 | 876 | 6 | 1314 | 10 | 2190
Overvoltage Protection | 6UP-836-002-001 | Surge arrester 1500VDC 12,5kA | No impact on performance (C) | 30_0 AND (25_1 OR 25_3) AND not 43_0 | Corrective Maintenance 1 | H 0.18m x L 0.21m x W 0.16m | 1.25kg / 1.13kg | 85354000 | GR | 219.00 | EUR | 2 | 438 | 2 | 438 | 4 | 876 | 4 | 876 | 6 | 1314 | 10 | 2190
Overvoltage Protection | 6UP-836-002-001 | Surge arrester 1500VDC 12,5kA | No impact on performance (C) | 30_0 AND (43_2 OR 43_3) AND (25_1 OR 25_3) | Corrective Maintenance 1 | H 0.18m x L 0.21m x W 0.16m | 1.25kg / 1.13kg | 85354000 | GR | 219.00 | EUR | 2 | 438 | 2 | 438 | 4 | 876 | 4 | 876 | 6 | 1314 | 10 | 2190
Electrical Components | 6UP-840-001-001 | SC-UP buffered power supply 25VDC 420W | Total outage (A) | not 36_5 AND not 36_4 | Corrective Maintenance 1 | H 0.22m x L 0.31m x W 0.33m | 4.50kg / 4.00kg | 85322200 | DE | 871.43 | EUR | 1 | 871.43 | 1 | 871.43 | 2 | 1742.86 | 2 | 1742.86 | 3 | 2614.29 | 5 | 4357.15
Electrical Components | 6UP-840-002-001 | SC-UP power supply extension module | Partial outage (B) | 45_1 | Corrective Maintenance 1 | H 0.14m x L 0.32m x W 0.32m | 2.60kg / 2.60kg | 85322200 | DE | 529.46 | EUR | 1 | 529.46 | 1 | 529.46 | 2 | 1058.92 | 2 | 1058.92 | 3 | 1588.38 | 5 | 2647.3
Electrical Components | 6UP-840-005-001 | Capacitor extension module 24VDC 16kJ | Partial outage (B) | 45_2 | Corrective Maintenance 1 | H 0.14m x L 0.32m x W 0.33m | 2.80kg / 2.60kg | 85322900 | DE | 1,276.00 | EUR | 1 | 1276 | 1 | 1276 | 2 | 2552 | 2 | 2552 | 4 | 5104 | 6 | 7656
Electrical Components | 6UP-849-001-001 | SC-UP 3phase voltage converter | Partial outage (B) | 34_1 | Corrective Maintenance 1 | H 0.17m x L 0.20m x W 0.15m | 1.50kg / 1.00kg | 85043180 | DE | 268.40 | EUR | 1 | 268.4 | 1 | 268.4 | 1 | 268.4 | 1 | 268.4 | 1 | 268.4 | 1 | 268.4
Isolation Monitoring | 6UP-849-002-001 | SC-UP IsoMonitoring 1500VDC v2.0 | Total outage (A) | (6_1 OR 6_2 OR 6_3) AND 47_0 | Corrective Maintenance 1 | H 0.12m x L 0.51m x W 0.34m | 1.90kg / 1.00kg | 90303320 | DE | 1,004.93 | EUR | 1 | 1004.93 | 1 | 1004.93 | 1 | 1004.93 | 1 | 1004.93 | 2 | 2009.86 | 2 | 2009.86
Tools | 6UP-900-001-001 | Assembling aid power unit K1 and SC-UP | No impact on performance (C) |  | Corrective Maintenance 1 | H 0.83m x L 1.21m x W 0.81m | 130.00kg / 130.00kg | 84254900 | DE | 25,250.00 | EUR | 1 | 25250 | 1 | 25250 | 1 | 25250 | 1 | 25250 | 1 | 25250 | 1 | 25250
Tools | 6UP-900-002-001 | Assembling aid AC-Switch SC-UP | No impact on performance (C) |  | Corrective Maintenance 1 | H 0.36m x L 0.89m x W 0.64m | 43.00kg / 43.00kg | 84254900 | DE | 6,750.00 | EUR | 1 | 6750 | 1 | 6750 | 1 | 6750 | 1 | 6750 | 1 | 6750 | 1 | 6750
Tools | 6UP-900-003-001 | Choke-Coil Lifting Equipment SC-UP | No impact on performance (C) |  | Corrective Maintenance 1 | H 0.83m x L 1.21m x W 0.81m | 150.00kg / 150.00kg | 84254900 | DE | 20,290.00 | EUR | 1 | 20290 | 1 | 20290 | 1 | 20290 | 1 | 20290 | 1 | 20290 | 1 | 20290
Tools | 6UP-900-004-001 | Aux. Transformer Lifting Equipment SC-UP | No impact on performance (C) |  | Corrective Maintenance 1 | H 0.31m x L 0.80m x W 0.52m | 35.00kg / 35.00kg | 84254900 | DE | 9,950.00 | EUR | 1 | 9950 | 1 | 9950 | 1 | 9950 | 1 | 9950 | 1 | 9950 | 1 | 9950
Tools | 6UP-900-005-001 | Lifting tool for fanstack SC(S)xxx/SC-UP | No impact on performance (C) |  | Corrective Maintenance 1 | H 0.36m x L 1.15m x W 0.42m | 40.00kg / 26.50kg | 84254900 | DE | 18,500.00 | EUR | 1 | 18500 | 1 | 18500 | 1 | 18500 | 1 | 18500 | 1 | 18500 | 1 | 18500
Tools | 6UP-900-006-001 | Lifting tool Choke traverse | No impact on performance (C) |  | Corrective Maintenance 2 | H 80.00cm x L 120.00cm x W 80.00cm | 105.00kg / 105.00kg | 84289090 |  | 9,950.00 | EUR | 1 | 9950 | 1 | 9950 | 1 | 9950 | 1 | 9950 | 1 | 9950 | 1 | 9950
Communication | 84-04913 | modular industrial patch panel case | Partial outage (B) | 16_1 OR 16_2 | Corrective Maintenance 1 | H 0.07m x L 0.18m x W 0.13m | 530.00g / 530.00g | 76169990 | DE | 136.95 | EUR | 1 | 136.95 | 1 | 136.95 | 3 | 410.85 | 5 | 684.75 | 15 | 2054.25 | 20 | 2739
Communication | 84-04913 | modular industrial patch panel case | Partial outage (B) | 17_1 OR 17_2 | Corrective Maintenance 1 | H 0.07m x L 0.18m x W 0.13m | 530.00g / 530.00g | 76169990 | DE | 136.95 | EUR | 1 | 136.95 | 1 | 136.95 | 3 | 410.85 | 5 | 684.75 | 15 | 2054.25 | 20 | 2739
Communication | 84-04914 | modular industrial patch panel SC duplex | Partial outage (B) | 16_1 | Corrective Maintenance 1 | H 0.07m x L 0.18m x W 0.13m | 218.00g / 218.00g | 85367000 | DE | 188.07 | EUR | 1 | 188.07 | 1 | 188.07 | 3 | 564.21 | 5 | 940.35 | 15 | 2821.05 | 20 | 3761.4
Communication | 84-04914 | modular industrial patch panel SC duplex | Partial outage (B) | 17_1 | Corrective Maintenance 1 | H 0.07m x L 0.18m x W 0.13m | 218.00g / 218.00g | 85367000 | DE | 188.07 | EUR | 1 | 188.07 | 1 | 188.07 | 3 | 564.21 | 5 | 940.35 | 15 | 2821.05 | 20 | 3761.4
Labels | 86-0043460 | label grounding electrode terminal | No impact on performance (C) | 7_EN AND (8_2U OR 8_US) | Corrective Maintenance 1 | H 0.00m x L 0.07m x W 0.04m | 0.80g / 0.80g | 39199080 | DE | 4.26 | EUR | 0 | 0 | 0 | 0 | 10 | 42.6 | 10 | 42.6 | 10 | 42.6 | 10 | 42.6
Labels | 86-0043460 | label grounding electrode terminal | No impact on performance (C) | 7_EN AND not 8_US AND not 8_CA AND not 8_2U | Corrective Maintenance 1 | H 0.00m x L 0.07m x W 0.04m | 0.80g / 0.80g | 39199080 | DE | 4.26 | EUR | 0 | 0 | 0 | 0 | 10 | 42.6 | 10 | 42.6 | 10 | 42.6 | 10 | 42.6
Labels | 86-0043460 | label grounding electrode terminal | No impact on performance (C) | 8_CA AND 7_EN | Corrective Maintenance 1 | H 0.00m x L 0.07m x W 0.04m | 0.80g / 0.80g | 39199080 | DE | 4.26 | EUR | 0 | 0 | 0 | 0 | 10 | 42.6 | 10 | 42.6 | 10 | 42.6 | 10 | 42.6
Labels | 86-00892 | label serial number Sunny Central | No impact on performance (C) |  | Corrective Maintenance 1 | H 0.00m x L 0.09m x W 0.02m | 580.00mg / 580.00mg | 39199080 | DE | 1.19 | EUR | 0 | 0 | 0 | 0 | 0 | 0 | 1 | 1.19 | 2 | 2.38 | 4 | 4.76
Labels | 86-0509 | sticker grounding conductor Ø12.5mm | No impact on performance (C) |  | Corrective Maintenance 1 | H 0.00m x L 0.01m x W 0.01m | 0.10g / 0.10g | 39191080 | DE | 0.06 | EUR | 2 | 0.12 | 2 | 0.12 | 2 | 0.12 | 10 | 0.6 | 10 | 0.6 | 10 | 0.6
Labels | 86-0509 | sticker grounding conductor Ø12.5mm | No impact on performance (C) | (36_0 OR 36_2) AND (13_1 OR 13_2 OR 13_5) | Corrective Maintenance 1 | H 0.00m x L 0.01m x W 0.01m | 0.10g / 0.10g | 39191080 | DE | 0.06 | EUR | 2 | 0.12 | 2 | 0.12 | 2 | 0.12 | 10 | 0.6 | 10 | 0.6 | 10 | 0.6
Labels | 86-0509 | sticker grounding conductor Ø12.5mm | No impact on performance (C) | 36_0 OR 36_2 OR 36_4 OR 36_5 | Corrective Maintenance 1 | H 0.00m x L 0.01m x W 0.01m | 0.10g / 0.10g | 39191080 | DE | 0.06 | EUR | 2 | 0.12 | 2 | 0.12 | 2 | 0.12 | 10 | 0.6 | 10 | 0.6 | 10 | 0.6
Labels | 86-0509 | sticker grounding conductor Ø12.5mm | No impact on performance (C) | 36_4 OR 36_5 OR 36_6 | Corrective Maintenance 1 | H 0.00m x L 0.01m x W 0.01m | 0.10g / 0.10g | 39191080 | DE | 0.06 | EUR | 2 | 0.12 | 2 | 0.12 | 2 | 0.12 | 10 | 0.6 | 10 | 0.6 | 10 | 0.6
Labels | 86-105300.01 | warning label CBA marking en | No impact on performance (C) | 8_2U OR 8_CA OR 8_US | Corrective Maintenance 1 | H 0.00m x L 0.10m x W 0.06m | 740.00mg / 740.00mg | 39199080 | DE | 3.70 | EUR | 0 | 0 | 0 | 0 | 10 | 37 | 10 | 37 | 10 | 37 | 10 | 37
Labels | 86-106200.01 | Warning label: Hazardous Voltage | No impact on performance (C) | 8_CA AND 7_EN OR 7_FR | Corrective Maintenance 1 | H 0.00m x L 0.10m x W 0.09m | 1.00g / 1.00g | 39199080 | DE | 15.21 | EUR | 0 | 0 | 0 | 0 | 10 | 152.1 | 10 | 152.1 | 10 | 152.1 | 10 | 152.1
Labels | 86-110400.01 | label DC/PV+ | No impact on performance (C) |  | Corrective Maintenance 1 | H 0.00m x L 0.10m x W 0.05m | 315.00mg / 315.00mg | 39199080 | DE | 1.07 | EUR | 10 | 10.7 | 10 | 10.7 | 10 | 10.7 | 10 | 10.7 | 10 | 10.7 | 10 | 10.7
Labels | 86-110500.01 | label DC/PV- | No impact on performance (C) |  | Corrective Maintenance 1 | H 0.00m x L 0.10m x W 0.04m | 0.10g / 0.10g | 39199080 | DE | 1.30 | EUR | 10 | 13 | 10 | 13 | 10 | 13 | 10 | 13 | 10 | 13 | 10 | 13
Labels | 86-110500.01 | label DC/PV- | No impact on performance (C) | 2_1 | Corrective Maintenance 1 | H 0.00m x L 0.10m x W 0.04m | 0.10g / 0.10g | 39199080 | DE | 1.30 | EUR | 10 | 13 | 10 | 13 | 10 | 13 | 10 | 13 | 10 | 13 | 10 | 13
Labels | 86-118400.01 | label grounding electrode terminal de | No impact on performance (C) | 7_DE | Corrective Maintenance 1 | H 0.00m x L 0.07m x W 0.04m | 0.70g / 0.70g | 39199080 | DE | 10.97 | EUR | 0 | 0 | 0 | 0 | 10 | 109.7 | 10 | 109.7 | 10 | 109.7 | 10 | 109.7
Labels | 86-118500.01 | label grounding electrode terminal it | No impact on performance (C) | 7_IT | Corrective Maintenance 1 | H 0.00m x L 0.07m x W 0.04m | 56.00g / 56.00g | 39199080 | DE | 10.97 | EUR | 0 | 0 | 0 | 0 | 10 | 109.7 | 10 | 109.7 | 10 | 109.7 | 10 | 109.7
Labels | 86-118600.01 | label grounding electrode terminal el | No impact on performance (C) | 7_GR | Corrective Maintenance 1 | H 0.00m x L 0.07m x W 0.04m | 3.50g / 3.50g | 39199080 | DE | 10.97 | EUR | 0 | 0 | 0 | 0 | 10 | 109.7 | 10 | 109.7 | 10 | 109.7 | 10 | 109.7
Labels | 86-118700.01 | warning label grounding electrode ar | No impact on performance (C) | 7_AE | Corrective Maintenance 1 | H 0.00m x L 0.07m x W 0.04m | 6.00g / 6.00g | 39199080 | DE | 10.97 | EUR | 0 | 0 | 0 | 0 | 10 | 109.7 | 10 | 109.7 | 10 | 109.7 | 10 | 109.7
Labels | 86-118800.01 | label grounding electrode terminal th | No impact on performance (C) | 7_TH | Corrective Maintenance 1 | H 0.00m x L 0.07m x W 0.04m | 0.80g / 0.80g | 39199080 | DE | 10.97 | EUR | 0 | 0 | 0 | 0 | 10 | 109.7 | 10 | 109.7 | 10 | 109.7 | 10 | 109.7
Labels | 86-120400.01 | label grounding electrode terminal fr | No impact on performance (C) | 7_FR | Corrective Maintenance 1 | H 0.00m x L 0.07m x W 0.04m | 1.00g / 1.00g | 39199080 | DE | 10.97 | EUR | 0 | 0 | 0 | 0 | 10 | 109.7 | 10 | 109.7 | 10 | 109.7 | 10 | 109.7
Labels | 86-120500.01 | label grounding electrode terminal es | No impact on performance (C) | 7_ES | Corrective Maintenance 1 | H 0.00m x L 0.07m x W 0.04m | 1.00g / 1.00g | 39199080 | DE | 10.97 | EUR | 0 | 0 | 0 | 0 | 0 | 0 | 1 | 10.97 | 2 | 21.94 | 4 | 43.88
Labels | 86-121300.01 | warning label hot components en/el | No impact on performance (C) | 7_GR | Corrective Maintenance 1 | H 0.00m x L 0.09m x W 0.07m | 0.01kg / 0.01kg | 39199080 | DE | 11.81 | EUR | 10 | 118.1 | 10 | 118.1 | 10 | 118.1 | 10 | 118.1 | 10 | 118.1 | 10 | 118.1
Labels | 86-121400.01 | warning label hot components en/ar | No impact on performance (C) | 7_AE | Corrective Maintenance 1 | H 0.00m x L 0.09m x W 0.07m | 6.00g / 6.00g | 39199080 | DE | 11.81 | EUR | 10 | 118.1 | 10 | 118.1 | 10 | 118.1 | 10 | 118.1 | 10 | 118.1 | 10 | 118.1
Labels | 86-121500.01 | warning label hot components en/th | No impact on performance (C) | 7_TH | Corrective Maintenance 1 | H 0.00m x L 0.09m x W 0.07m | 1.00g / 1.00g | 39199080 | DE | 11.81 | EUR | 10 | 118.1 | 10 | 118.1 | 10 | 118.1 | 10 | 118.1 | 10 | 118.1 | 10 | 118.1
Labels | 86-123000.01 | warning label dangerous voltage en/de | No impact on performance (C) | 7_DE | Corrective Maintenance 1 | H 0.00m x L 0.10m x W 0.09m | 2.00g / 2.00g | 39199080 | DE | 15.17 | EUR | 10 | 151.7 | 10 | 151.7 | 10 | 151.7 | 10 | 151.7 | 10 | 151.7 | 10 | 151.7
Labels | 86-123100.01 | warning label dangerous voltage en/it | No impact on performance (C) | 7_IT | Corrective Maintenance 1 | H 0.00m x L 0.10m x W 0.09m | 2.00g / 2.00g | 39199080 | DE | 15.17 | EUR | 10 | 151.7 | 10 | 151.7 | 10 | 151.7 | 10 | 151.7 | 10 | 151.7 | 10 | 151.7
Labels | 86-123200.01 | warning label dangerous voltage en/el | No impact on performance (C) | 7_GR | Corrective Maintenance 1 | H 0.00m x L 0.10m x W 0.09m | 2.00g / 2.00g | 39199080 | DE | 15.17 | EUR | 10 | 151.7 | 10 | 151.7 | 10 | 151.7 | 10 | 151.7 | 10 | 151.7 | 10 | 151.7
Labels | 86-123300.01 | warning label dangerous voltage en/ar | No impact on performance (C) | 7_AE | Corrective Maintenance 1 | H 0.00m x L 0.10m x W 0.09m | 1.00g / 1.00g | 39199080 | DE | 15.17 | EUR | 10 | 151.7 | 10 | 151.7 | 10 | 151.7 | 10 | 151.7 | 10 | 151.7 | 10 | 151.7
Labels | 86-123400.01 | warning label dangerous voltage en/th | No impact on performance (C) | 7_TH | Corrective Maintenance 1 | H 0.00m x L 0.10m x W 0.09m | 2.00g / 2.00g | 39199080 | DE | 15.17 | EUR | 10 | 151.7 | 10 | 151.7 | 10 | 151.7 | 10 | 151.7 | 10 | 151.7 | 10 | 151.7
Housing / Cabinet | 90-320200.01 | door stop frame bracket ASM | No impact on performance (C) |  | Corrective Maintenance 1 | H 0.04m x L 0.09m x W 0.06m | 0.06kg / 0.06kg | 83021000 | PL | 26.50 | EUR | 1 | 26.5 | 1 | 26.5 | 1 | 26.5 | 2 | 53 | 2 | 53 | 3 | 79.5
Cable / Wires / Busbars | 95-122600.04 | cable set X9301 X9400 | No impact on performance (C) | not 36_5 AND not 36_4 | Corrective Maintenance 1 | H 0.04m x L 0.20m x W 0.23m | 0.40kg / 0.40kg | 85444290 | DE | 102.52 | EUR | 1 | 102.52 | 1 | 102.52 | 1 | 102.52 | 1 | 102.52 | 2 | 205.04 | 4 | 410.08
Cable / Wires / Busbars | 95-124400.02 | cable set SC30DCM X9605 | No impact on performance (C) | 5_1 | Corrective Maintenance 1 | H 0.02m x L 0.15m x W 0.15m | 0.10kg / 0.10kg | 85444290 | RO | 68.88 | EUR | 1 | 68.88 | 1 | 68.88 | 1 | 68.88 | 1 | 68.88 | 2 | 137.76 | 4 | 275.52
Cable / Wires / Busbars | 95-124500.02 | cable set SC30DCM X9606 | No impact on performance (C) | 5_1 | Corrective Maintenance 1 | H 0.02m x L 0.25m x W 0.02m | 59.70g / 59.70g | 85444290 | RO | 67.88 | EUR | 1 | 67.88 | 1 | 67.88 | 1 | 67.88 | 1 | 67.88 | 2 | 135.76 | 4 | 271.52
Cable / Wires / Busbars | 95-124600.02 | cable set SC30DCM X9607 | No impact on performance (C) | 5_1 | Corrective Maintenance 1 | H 0.02m x L 0.17m x W 0.17m | 114.00g / 114.00g | 85444290 | RO | 69.53 | EUR | 1 | 69.53 | 1 | 69.53 | 1 | 69.53 | 1 | 69.53 | 2 | 139.06 | 4 | 278.12
Cable / Wires / Busbars | 95-124700.02 | cable set single core SC30DCM X9609 | No impact on performance (C) | 5_1 | Corrective Maintenance 1 | H 0.02m x L 0.17m x W 0.17m | 20.00g / 20.00g | 85444290 | RO | 10.20 | EUR | 1 | 10.2 | 1 | 10.2 | 1 | 10.2 | 1 | 10.2 | 2 | 20.4 | 4 | 40.8
Cable / Wires / Busbars | 95-124800.04 | Cable set single core SC30DCM X9601 | No impact on performance (C) | 5_1 AND (4_A OR 4_B OR 4_D) | Corrective Maintenance 1 | H 0.02m x L 0.25m x W 0.02m | 0.18kg / 0.18kg | 85444290 | DE | 69.61 | EUR | 0 | 0 | 0 | 0 | 1 | 69.61 | 1 | 69.61 | 2 | 139.22 | 2 | 139.22
Cable / Wires / Busbars | 95-124800.04 | Cable set single core SC30DCM X9601 | No impact on performance (C) | 5_1 AND 2_2 AND (4_2 OR 4_3 OR 4_4 OR 4_5) | Corrective Maintenance 1 | H 0.02m x L 0.25m x W 0.02m | 0.18kg / 0.18kg | 85444290 | DE | 69.61 | EUR | 0 | 0 | 0 | 0 | 1 | 69.61 | 1 | 69.61 | 2 | 139.22 | 2 | 139.22
Cable / Wires / Busbars | 95-124800.04 | Cable set single core SC30DCM X9601 | No impact on performance (C) | 5_1 AND 4_C | Corrective Maintenance 1 | H 0.02m x L 0.25m x W 0.02m | 0.18kg / 0.18kg | 85444290 | DE | 69.61 | EUR | 0 | 0 | 0 | 0 | 1 | 69.61 | 1 | 69.61 | 2 | 139.22 | 2 | 139.22
Cable / Wires / Busbars | 95-128500.03 | cable set W643 | No impact on performance (C) |  | Corrective Maintenance 1 | H 0.02m x L 0.17m x W 0.17m | 0.24g / 0.24g | 85444290 | RO | 164.19 | EUR | 0 | 0 | 0 | 0 | 0 | 0 | 2 | 328.38 | 4 | 656.76 | 8 | 1313.52
Cable / Wires / Busbars | 95-128600.03 | cable set W646 | No impact on performance (C) |  | Corrective Maintenance 1 | H 0.02m x L 0.20m x W 0.20m | 0.13kg / 0.13kg | 85444290 | RO | 149.09 | EUR | 0 | 0 | 0 | 0 | 0 | 0 | 2 | 298.18 | 4 | 596.36 | 8 | 1192.72
Cable / Wires / Busbars | 95-129400.04 | cable set patch cable DC side | No impact on performance (C) | 31_0 | Corrective Maintenance 1 | H 0.02m x L 3.05m x W 0.02m | 1.73kg / 1.73kg | 85444290 | RO | 449.06 | EUR | 1 | 449.06 | 1 | 449.06 | 1 | 449.06 | 1 | 449.06 | 2 | 898.12 | 4 | 1796.24
Cable / Wires / Busbars | 95-132500.03 | cable set W929 | No impact on performance (C) | 17_1 OR 17_2 | Corrective Maintenance 1 | H 0.02m x L 0.17m x W 0.17m | 92.00g / 92.00g | 85444290 | RO | 23.63 | EUR | 0 | 0 | 0 | 0 | 0 | 0 | 2 | 47.26 | 4 | 94.52 | 6 | 141.78
Cable / Wires / Busbars | 95-138300.02 | cable set 1500V Q21 DC+ | No impact on performance (C) | 4_5 AND 2_2 AND not 31_2 | Corrective Maintenance 1 | H 0.03m x L 1.41m x W 0.06m | 6.70kg / 6.70kg | 85446010 | RO | 485.66 | EUR | 0 | 0 | 0 | 0 | 1 | 485.66 | 1 | 485.66 | 2 | 971.32 | 4 | 1942.64
Cable / Wires / Busbars | 95-138500.02 | Cable set W461 W512_W514_W511 | No impact on performance (C) | 4_5 AND 2_2 | Corrective Maintenance 1 | H 0.03m x L 1.13m x W 0.06m | 5.38kg / 5.38kg | 85446010 | RO | 578.77 | EUR | 0 | 0 | 0 | 0 | 1 | 578.77 | 1 | 578.77 | 2 | 1157.54 | 4 | 2315.08
Cable / Wires / Busbars | 95-138700.03 | cable set 1500V Q23 DC+ | No impact on performance (C) | 2_2 AND (4_2 OR 4_3 OR 4_4 OR 4_5) | Corrective Maintenance 1 | H 0.03m x L 1.43m x W 0.06m | 7.20kg / 7.20kg | 85446010 | RO | 596.37 | EUR | 0 | 0 | 0 | 0 | 1 | 596.37 | 1 | 596.37 | 2 | 1192.74 | 4 | 2385.48